## GENERAL LIST
SAP Number | Commercial/Generic | METHOD | Family | Sub Family | ITEM NAME | SPECIFICATION | Unit / package | Link to | Importance | Quantity required | Specifications needed | Installation by supplier | Maintenance | Average Delivery time | Maximum Shelf Life | Minimum Shelf Life | Gross weight in kg | Size (Lxlxh) in cm | Special requirement for delivery | Special requirement for storage | Customs tariff code | Item Number (Supplier) | OMS ID | Sub Family
106013 | BD | LIQUID CULTURE | Instrument | Microbiological tests and test systems | BACTEC MGIT 960 System |  | 1 |  |  |  |  | yes | yes | [8 empty] | 445870 | 0 | Centrifuges | YES
106014 | BD | LIQUID CULTURE | Instrument | Microbiological tests and test systems | UPS ACE 1500L |  | 1 | [14 empty] | 257415 | 0 | Disinfectants and Cleaning | NO
106015 | BD | LIQUID CULTURE | Instrument | Microbiological tests and test systems | STARTER KIT |  | 1 | [14 empty] | 440107 | 0 | Hoods, Cabinets, Workstations
106016 | BD | LIQUID CULTURE | Instrument | Microbiological tests and test systems | PRINTER |  | 1 | [14 empty] | 257623 | 0 | Incubators
106017 | BD | LIQUID CULTURE | Instrument | Microbiological tests and test systems | BD’s MGIT Fluorescence Manual Tube Reader |  | 1 | [5 empty] | yes | [8 empty] | 445923 | 0 | Laboratory, Miscellaneous
106018 | BD | LIQUID CULTURE | Tools | Plastic & Glassware | AST Carrier Set (5-tube) - 3 carriers |  | 3 | [14 empty] | 445943 | 0 | Meters
106019 | BD | LIQUID CULTURE | Tools | Plastic & Glassware | AST Carrier Set (4-tube) - 3 carriers |  | 3 | [14 empty] | 445944 | 0 | Microbiological tests and test systems
106020 | BD | LIQUID CULTURE | Tools | Plastic & Glassware | AST Carrier Set (3-tube) - 3 carriers |  | 3 | [14 empty] | 445945 | 0 | Mixers, Shakers, Stirrers
106021 | BD | LIQUID CULTURE | Tools | Plastic & Glassware | AST Carrier Set (2-tube) - 3 carriers |  | 3 | [14 empty] | 445946 | 0 | Pipetting
106022 | BD | LIQUID CULTURE | Tools | Plastic & Glassware | AST Carrier Set (8-tube) - 3 carriers |  | 3 | [14 empty] | 445993 | 0 | Plastic & Glassware
106023 | BD | LIQUID CULTURE | Reagents | Microbiological tests and test systems | BACTEC MGIT PANTA Kit for manual MGIT (6 vials for 140 MGIT tubes) |  | 140 | [14 empty] | 245114 | 0 | Sample Collection and Media Transport
106024 | BD | LIQUID CULTURE | Reagents | Microbiological tests and test systems | BACTEC MGIT OADC Kit for manual MGIT (6 vials for 140 MGIT tubes) |  | 140 | [14 empty] | 245116 | 0 | Sterilization
106025 | BD | LIQUID CULTURE | Reagents | Microbiological tests and test systems | BACTEC™ MGIT™ 960 manual SIRE kit, One kit is sufficient for 80 test |  | 80 | [14 empty] | 245119 | 68 | Tubes
106026 | BD | LIQUID CULTURE | Reagents | Microbiological tests and test systems | BBL MGIT Tubes tube for use in Bactec MGIT 960 (7ml) - 100 tubes/pkg |  | 100 | [14 empty] | 245122 | 65 | Weighing & Analytical Balances
106027 | BD | LIQUID CULTURE | Reagents | Microbiological tests and test systems | BACTEC MGIT 960Supplement Kit (100 tests, PANTA and OADC combined) |  | 100 | [14 empty] | 245124 | 0
106028 | BD | LIQUID CULTURE | Reagents | Microbiological tests and test systems | BACTEC™ MGIT™ 960 SIRE kit, One kit is sufficient for 40 test |  | 40 | [14 empty] | 245123 | 0
106029 | BD | LIQUID CULTURE | Reagents | Microbiological tests and test systems | BACTEC™ MGIT™ STR 4.0 kit |  | 1 | [14 empty] | 245125 | 0
106030 | BD | LIQUID CULTURE | Reagents | Microbiological tests and test systems | BACTEC™ MGIT™ INH 0.4 kit |  | 1 | [14 empty] | 245126 | 0
106031 | BD | LIQUID CULTURE | Reagents | Microbiological tests and test systems | BACTEC™ MGIT™ EMB 7.5 kit |  | 1 | [14 empty] | 245127 | 0
106032 | BD | LIQUID CULTURE | Reagents | Microbiological tests and test systems | BACTEC™ MGIT™ 960 IR kit |  | 1 | [14 empty] | 245157 | 0
106033 | BD | LIQUID CULTURE | Reagents | Microbiological tests and test systems | BACTEC™ MGIT™ PZA Kit |  | 1 | [14 empty] | 245128 | 0
106034 | BD | LIQUID CULTURE | Consumables | Microbiological tests and test systems | BBL MGIT Tubes for manual method (4ml) Pack of 25 |  | 25 | [14 empty] | 245111 | 0
106035 | BD | LIQUID CULTURE | Consumables | Microbiological tests and test systems | BBL MGIT Tubes for manual method (4ml) Pack of 100 |  | 100 | [14 empty] | 245113 | 0
106036 | BD | LIQUID CULTURE | Consumables | Microbiological tests and test systems | BACTEC™ MGIT™ PZA Tubes - 25 |  | 1 | [14 empty] | 245115 | 0
106037 | BD | PROCESSING | Reagents | Microbiological tests and test systems | MycoPrep™ Specimen Digestion/Decontamination Kit |  | 1 | [14 empty] | 240863 | 0
106038 | BD | SOLID CULTURE | Reagents | Microbiological tests and test systems | BBL LJ slants w. Glyc. & PACT |  | 1 | [14 empty] | 220502 | 0
106039 | BD | SOLID CULTURE | Reagents | Microbiological tests and test systems | BBL LJ slants |  | 1 | [14 empty] | 220909 | 0
106040 | BD | SOLID CULTURE | Reagents | Microbiological tests and test systems | BD BBL™ Infusion Agar (Blood Agar Base), 500 g (1 ea) |  | 500 g | [14 empty] | 211037 | 0
106041 | BD | SOLID CULTURE | Reagents | Microbiological tests and test systems | BD BBL™ Brain Heart CC Agar, |  | 500 g | [14 empty] | 211057 | 0
106042 | BD | SOLID CULTURE | Consumables | Plastic & Glassware | 60 mm x 15 mm standard style dish. Sterile. (20/sp, 500/ca) |  | 1 | [14 empty] | 351007 | 0
106043 | BD | SOLID CULTURE | Consumables | Plastic & Glassware | BD Difco™ Disposable Inoculating Loop, 10µL (Light Blue) (250/sp, 2500/ca) |  | 1 | [14 empty] | 220216 | 0
106044 | BD | LIQUID CULTURE | Instrument | Laboratory, Miscellaneous | Epicenter DST and patient management software |  | 1 | [14 empty] | 440887 | 0
106045 | HAIN | MOLECULAR BIOLOGY | Instrument | Hoods, Cabinets, Workstations | PCR-Workstation, UV light | PCR-Workstation, UV light | 1 |  |  | 1 | [11 empty] | L020-GC | 121
106046 | HAIN | MOLECULAR BIOLOGY | Instrument | Laboratory, Miscellaneous | Thermocycler, 96 positions for 0.2 ml tubes | Thermocycler, 96 positions for 0.2 ml tubes (e.g. AB 2720 Thermal Cycler) Static temperature uniformity • ±0.5ºC, 30 seconds after clock-start at 95ºC. Temperature accuracy • ±0.25ºC (range: 35–100ºC) Temperature calibration • Calibrated to standards traceable to the National Institute of Standards and Technology (NIST). Heated cover • Maintains constant temperature of 105ºC for oil-free operation. Ramp time reproducibility • Reaches thermal set points within ±5 seconds. | 1 |  |  | 1 |  | yes | [9 empty] | 2720ABI | 122
106047 | HAIN | MOLECULAR BIOLOGY | Instrument | Laboratory, Miscellaneous | Thermocycler, 96 positions for 0.5 ml tubes | Thermocycler, 96 positions for 0.5 ml tubes | 1 |  |  |  |  | yes | [9 empty] | GENERAL TENDER | 122
106048 | HAIN | MOLECULAR BIOLOGY | Instrument | Centrifuges | Microliter Centrifuge | Centrifuge for standard 1.5 mL reaction tubes, at least 15000 g, areosol tight rotors | 1 |  |  | 1 | [11 empty] | 11616 | 123
106049 | HAIN | MOLECULAR BIOLOGY | Instrument | Mixers, Shakers, Stirrers | Ultrasonic bath | Ultrasonic bath | 1 |  |  | 1 | [11 empty] | 226490 | 124
106050 | HAIN | MOLECULAR BIOLOGY | Instrument | Mixers, Shakers, Stirrers | Thermoshaker / Twincubator | Thermoshaker for hybridisation, 12 positions or alternative; automates with different number of positions (48/96) or as another alternative; shaking water bath | 1 |  |  | 1 | [11 empty] | 11621 | 125
106051 | HAIN | MOLECULAR BIOLOGY | Tools | Plastic & Glassware | Desktop Deep freeze storage box with lid for 0.2ml PCR tubes | Deep freeze storage box with lid for 0.2ml PCR tubes, autoclavable PP. Suitable for storing 0.2 ml single vessels, 8-strips, and 12-strips, and 96-well PCR plates. | 10 | 106385 |  | 5 | [11 empty] | T099.1 | 131
106052 | HAIN | MOLECULAR BIOLOGY | Tools | Plastic & Glassware | Desktop Deep freeze storage box with lid for 1.5 ml cryovials | Deep freeze storage box with lid for 1.5 ml cryovials, autoclavable PP. (paper boxes will suck humidity when taking out of the deep freezer) Lid with fields for marking content | 10 | 106350 |  | 10 | [11 empty] | P895.2 + P899.2 | 133
106053 | HAIN | MOLECULAR BIOLOGY | Tools | Pipetting | 1-channel pipette, variable from 1 - 10 µl - Gilson / Hain | 1-channel pipette, variable from 1 - 10 µl, - accuracy < 0.025 to 0.100, precision < 0.012 to 0.040 | 1 |  |  | 3 | [11 empty] | 11370 | 134
106054 | HAIN | MOLECULAR BIOLOGY | Tools | Pipetting | 1-channel pipette, variable from 2,0 - 20 µl - Gilson / Hain | 1-channel pipette, variable from 2,0 - 20 µ, - accuracy < 0.10 to 0.20, precision < 0.03 to 0.06 | 1 |  |  | 3 | [11 empty] | 11310 | 0
106055 | HAIN | MOLECULAR BIOLOGY | Tools | Pipetting | 1-channel pipette, variable from 10 - 100 µl - - Gilson / Hain | 1-channel pipette, variable from 10 - 100 µl | 1 |  |  | 4 | [12 empty] | 135
106056 | HAIN | MOLECULAR BIOLOGY | Tools | Pipetting | 1-chanel pipette, variable from 20 -200 ul - Gilson / Hain | 1-chanel pipette, variable from 20 -200 ul - accuracy < 0.50 to 1.60, precision < 0.20 to 0.30 | 1 |  |  | 3 | [11 empty] | 11320 | 0
106057 | HAIN | MOLECULAR BIOLOGY | Tools | Pipetting | 1-channel pipette, variable from 100 - 1000 µl - Gilson / Hain | 1-channel pipette, variable from 100 - 1000 µl - accuracy < 3.00 to 8.00, precision < 0.60 to 1.50 | 1 |  |  | 4 | [11 empty] | 11330 | 136
106058 | HAIN | MOLECULAR BIOLOGY | Tools | Pipetting | Racks suitable for pipettes offered, at least 4 positions | Racks suitable for pipettes offered, at least 4 positions | 1 |  |  | 4 | [11 empty] | N949.1 | 137
106059 | HAIN | MOLECULAR BIOLOGY | Tools | Pipetting | 8-channel pipette, 5 - 50 µl, accuracy <4 to <1.5%, precision <3 to < 0.6% | 8-channel pipette, 5 - 50 µl, accuracy <4 to <1.5%, precision <3 to < 0.6% | 1 |  |  | 1 | [11 empty] | GENERAL TENDER | 138
106060 | HAIN | MOLECULAR BIOLOGY | Tools | Pipetting | 8-channel pipette, 50 - 300 µl, accuracy <1,5 to <1%, precision <0.8 to < 0.5% | 8-channel pipette, 50 - 300 µl, accuracy <1,5 to <1%, precision <0.8 to < 0.5% | 1 |  |  | 1 | [11 empty] | GENERAL TENDER | 139
106061 | HAIN | MOLECULAR BIOLOGY | Tools | Pipetting | Hand-dispenser pipette, 5 dosage steps, Brand / Hain | Hand-dispenser pipette, 5 dosage steps, suited for combitips | 1 |  |  | 2 | [11 empty] | EH21.1 | 141
106062 | HAIN | MOLECULAR BIOLOGY | Reagents | Microbiological tests and test systems | HotStar Taq Polymerase - Additional | Taq Polymerase, 250 units/vial; one vial per 200 amplifications (approx. 2 Test kits) | 250 |  |  | 1 | [11 empty] | GENERAL TENDER | 0
106063 | HAIN | MOLECULAR BIOLOGY | Instrument | Meters | Flexible thermometer for thermocycler and Twincubator validation: (e.g. GTH 1170 with GTF300) | e.g. : http://www.greisinger.de/index.php?task=2&wg=153&artikel=633#110040 | 1 | [15 empty] | 0
106064 | HAIN | MOLECULAR BIOLOGY | Instrument | Laboratory, Miscellaneous | GT blot - 48 |  | 1 |  |  |  |  | Yes | [9 empty] | 1003/1 | 0
106065 | HAIN | MOLECULAR BIOLOGY | Instrument | Laboratory, Miscellaneous | GT blot-20 |  | 1 |  |  |  |  | Yes | [9 empty] | 300-H | 0
106066 | HAIN | MOLECULAR BIOLOGY | Instrument | Laboratory, Miscellaneous | Strip reader of 48 well throughs |  | 1 | [15 empty] | 0
106067 | HAIN | MOLECULAR BIOLOGY | Test Kits/Strips | Microbiological tests and test systems | Hain DST MTBDR + TAQ Polymerase | Test-kit for identification and susceptibility testing plus additional resistance genes (MTBDR) | 96 |  |  | 15 | [11 empty] | 30496 | 0
106068 | HAIN | MOLECULAR BIOLOGY | Tools | Plastic & Glassware | Stand (96) for 0.2 ml, plastic resistant to bleache |  | 1 | PCR Tubes |  | 10 | [11 empty] | H508.1 | 0
106069 | Generic | LIQUID CULTURE | Tools | Pipetting | 1-channel pipette, variable from 1 - 10 - Generic | 1-channel pipette, variable from 1 - 10 µl, - accuracy < 0.025 to 0.100, precision < 0.012 to 0.040 | 1 |  | Always needed | 3 | [11 empty] | GENERAL TENDER | 134
106070 | Generic | LIQUID CULTURE | Tools | Pipetting | 1-channel pipette, variable from 2,0 - 20 - Generic | 1-channel pipette, variable from 2,0 - 20 µ, - accuracy < 0.10 to 0.20, precision < 0.03 to 0.06 | 1 |  | Always needed | 3 | [11 empty] | GENERAL TENDER | 0
106071 | Generic | LIQUID CULTURE | Tools | Pipetting | 1-channel pipette, variable from 10 - 100 - Generic | 1-channel pipette, variable from 10 - 100 µl | 1 |  | Always needed | 3 | [11 empty] | GENERAL TENDER | 135
106072 | Generic | LIQUID CULTURE | Tools | Pipetting | 1-chanel pipette, variable from 20 -200 ul - Generic | 1-chanel pipette, variable from 20 -200 ul - accuracy < 0.50 to 1.60, precision < 0.20 to 0.30 | 1 |  | Always needed | 3 | [11 empty] | GENERAL TENDER | 0
106073 | HAIN | MOLECULAR BIOLOGY | Consumables | Laboratory, Miscellaneous | Special marker pens for Hain strips | Special marker pens for Hain strips (better than pencil, soft grade, which could be used) | 6 | [14 empty] | HAIN | 0
106074 | HAIN | MOLECULAR BIOLOGY | Instrument | Centrifuges | Microfuge / minispin for 0.2-2ml tubes for short-rapid spin down of reagents |  | 1 | [14 empty] | GENERAL TENDER | 0
106075 | Generic | LIQUID CULTURE | Tools | Pipetting | 1-channel pipette, variable from 100 - 1000 µl - Generic | 1-channel pipette, variable from 100 - 1000 µl - accuracy < 3.00 to 8.00, precision < 0.60 to 1.50 | 1 |  | Always needed | 4 | [11 empty] | GENERAL TENDER | 136
106076 | Generic | BIOSAFETY | Instrument | Hoods, Cabinets, Workstations | Bio Safety Cabinet (4 / 5 / 6 Feet) | class II or class I with minimal width of 120 cm (4 feet), recommended width 150 cm (5 feet) or larger depending on the purpose of specific use and lab space available | 1 |  | Regular needed | 2 | yes | yes | yes | [9 empty] | 1
106077 | Generic | BIOSAFETY | Instrument | Hoods, Cabinets, Workstations | Base Support for BSC | Base Support for Biosafety Cabinet (for sitting working position) | 1 | 106076 | Regular needed | 2 |  | yes | [10 empty] | 1a
106078 | Generic | BIOSAFETY | Instrument | Hoods, Cabinets, Workstations | Thimble for Class IIA, hood for BSC | Thimble for class IIA, hood for exhaust air connection to the ventilation system, one suited for each BSC | 1 | 106076 | Regular needed | 2 |  | yes | [10 empty] | 0
106079 | Generic | BIOSAFETY | Instrument | Meters | Thermic anemometer with telescope probe | Thermic anemometer with telescope probe | 1 | 106076 | Regular needed | 1 | [12 empty] | 58
106080 | Generic | BIOSAFETY | Instrument | Laboratory, Miscellaneous | UV lamps, 30 W, 90 cm, incl. holder | Meant only for countries of the former Soviet Union | 1 | 106076 | Regular needed | 5 | [12 empty] | 0
106081 | Generic | BIOSAFETY | Instrument | Hoods, Cabinets, Workstations | UPS for BSC | UPS for BSC with battery pack for 20 minute additional time to terminate work safely, if needed because of unstable electricity net | 1 | 106076 | Regular needed | 2 |  | yes | [10 empty] | 1b
106082 | Generic | BIOSAFETY | Tools | Disinfectants and Cleaning | Swivel stool/laboratory chair | Swivel stool (laboratory chair) for BSC, vertical adjustable 480 - 540 mm, seat and back made of PU foam, disinfectable, 5 wheels, no armrests | 1 | 106076 | Regular needed | 2 | [12 empty] | 0
106083 | Generic | BIOSAFETY | Tools | Disinfectants and Cleaning | Mobile container | Mobile container (width 600 mm, depth approx 550 mm, height approx. 750 mm) on castors, set of five roller castors, two lockable, carcasse closed on five sides, disinfectable, worktop about 30 mm thick, preferably PP, high chemical resistance, temperature resistance to 90 °C, light and colourfast, edges of the worktop lipped with impact resistant PP, four drawers, smooth action, blocked for total extraction | 1 |  | Regular needed | 2 | [12 empty] | 15
106084 | Generic | BIOSAFETY | Tools | Pipetting | Safety-Pipetting Ball | Safety-Pipetting Ball, standard | 1 |  | Regular needed | 10 | [12 empty] | 39
106085 | Generic | BIOSAFETY | Tools | Pipetting | Electricity net independent automatic pipetting aid | Electricity net independent automatic pipetting aid with accu, rechargeable device, for usual pipettes and pasteur pipettes, volumina between 0.1 ml and 100 ml.Pipetting velocities in/out at least 3 levels. Battery capacity for 8 h work, low battery indication, 200 g weight | 1 |  | Always needed | 2 | [12 empty] | 40
106086 | Generic | BIOSAFETY | Tools | Pipetting | Set of mechanical pipetting aids | Alternatively to position 106086: Set of mechanical pipetting aids: up to 0.2 ml; up to 2 ml and up to 10 ml, thumb wheel, operating for standard pipettes with quick release | 1 |  | Regular needed | 2 | [12 empty] | 41
106087 | Generic | BIOSAFETY | Tools | Sample Collection and Media Transport | Transport box for cultures with BioPack insert | Transport box for cultures with BioPack insert, IATA approved, approx 1.5 litre volume, height inside ≥ 145mm, used for the exchange of strains between | 1 |  | Regular needed | 6 | [12 empty] | 48
106088 | Generic | BIOSAFETY | Tools | Meters | Electronic maxima-minima-thermometer | Electronic maxima-minima-thermometer, two channels, one for room temperature and the second for temperature inside the equipment (incubator/refrigerator), switchable Celsius/Fahrenheit, thin cable with sensor, battery, measuring range for room temperature -10°C/+50°C (-14°F/+!122°F) and for equipment from -50°C/+60°C (-58°F/+140°F), reset function, number depending on the sum of incubators refrigerators, freezers and deep freezers | 1 |  | Always needed | 10 | [12 empty] | 51
106089 | Generic | BIOSAFETY | Tools | Disinfectants and Cleaning | Plastic-foil welder 30 cm | Plastic-foil welder 30 cm | 1 |  | Regular needed | 1 | [12 empty] | 52
106090 | Generic | BIOSAFETY | Tools | Disinfectants and Cleaning | Dispenser for disinfectant/soap | Dispenser 'Eurospender 2000' for 1000ml bottles for wall mounting (2 per sink, one for liquid soap and one for disinfectant) | 1 |  | Regular needed | 8 | [12 empty] | 53
106091 | Generic | BIOSAFETY | Tools | Disinfectants and Cleaning | Paper towel box | Wall mounted, refillable box for a capacity of at least 150 paper towels | 1 |  | Regular needed | 4 | [12 empty] | 54
106092 | Generic | BIOSAFETY | Tools | Disinfectants and Cleaning | Goggles | Goggles, according to EN 166 and EN 170, frame adjustable (at least three positions, non-skid, integrated side and top protection, total weight <35 g , UV Protection | 1 |  | Regular needed | 5 | [12 empty] | 55
106093 | Generic | BIOSAFETY | Tools | Disinfectants and Cleaning | Emergency spill-kit, first reaction | Emergency spill-kit, first reaction | 1 |  | Regular needed | 1 | [12 empty] | 56
106094 | Generic | BIOSAFETY | Tools | Disinfectants and Cleaning | First Aid Kit for scientific laboratories | First Aid Kit for scientific laboratories, content according DIN 13169 or equivalent, with additional eye rinsing bottle, wall mounted, lockable cupboard, door with sealing gasket | 1 |  | Regular needed | 1 | [12 empty] | 57
106095 | Generic | BIOSAFETY | Tools | Disinfectants and Cleaning | Stainless steel discard funnel | Stainless steel discard funnel, short wide stem with air drain d = 150 mm on top | 1 |  | Regular needed | 6 | [12 empty] | 12
106096 | Generic | SOLID CULTURE | Tools | Plastic & Glassware | Glass beads, massive glass, 3 mm diameter | Glass beads, massive glass, 3 mm diameter | 1 |  | Regular needed | 1 | [12 empty] | 115
106097 | Generic | SOLID CULTURE | Tools | Plastic & Glassware | Glass beads, massive glass, 5 mm diameter | Glass beads, massive glass, 5 mn diameter | 1 |  | Regular needed | 2 | [12 empty] | 114
106098 | Generic | SOLID CULTURE | Tools | Tubes | Caped glass tubes for preparing suspension | Thick walled Pyrex tubes with ISO winding and screw cap with tight gasket, both autoclavable, 16x100 mm; package of 100; and for dilutuion of suspension, thick walled borosilicate 3.3 test tubes 12 mm diameter and 100 mm length may be used | 100 |  | Regular needed | 5 | [12 empty] | 116
106099 | Generic / Memmert | CLEANING KITCHEN | Instrument | Sterilization | Universal Hot-air oven | Universal Hot-air oven, temperature range 10 °C above ambient to 250 °C, approx.110 L or 250 L (depending on the amount of reused items and washed glassware) with 2 Perforated stainless steel shelf for 254 L Hot-air oven | 1 |  | Regular needed | 1 | yes |  | yes | [9 empty] | 19
106100 | Generic / Memmert | CLEANING KITCHEN | Instrument | Sterilization | Perforated stainless steel shelf for Universal Hot-air oven |  | 1 | 106099 | Optional | [13 empty] | 19a
106101 | Generic (MIELE Laboratory) | CLEANING KITCHEN | Instrument | Disinfectants and Cleaning | Laboratory washer-disinfector | Optional: Laboratory washer-disinfector for laboratory glass including upper and lower baskets | 1 |  | Optional | 1 |  |  | yes | [9 empty] | 120
106102 | Generic (MIELE Laboratory) | CLEANING KITCHEN | Instrument | Disinfectants and Cleaning | Washer-disinfector 1/2 insert with 28 small spring hooks | Washer-disinfector 1/2 insert with 28 small spring hooks | 1 | 106101 | Optional | 1 |  |  | yes | [9 empty] | 120a
106103 | Generic (MIELE Laboratory) | CLEANING KITCHEN | Instrument | Disinfectants and Cleaning | 1/2 insert for baskets | 1/2 insert for baskets | 1 | 106101 | Optional | 1 |  |  | yes | [9 empty] | 120b
106104 | Generic (MIELE Laboratory) | CLEANING KITCHEN | Instrument | Disinfectants and Cleaning | Upper basket/ injector for nozzles | Upper basket/ injector for nozzles | 1 | 106101 | Optional | 1 |  |  | yes | [9 empty] | 120c
106105 | Generic (MIELE Laboratory) | CLEANING KITCHEN | Instrument | Disinfectants and Cleaning | 1/4 insert, for test tubes 160x16 | 1/4 insert, for test tubes 160x16 | 1 | 106101 | Optional | 2 | [12 empty] | 120d
106106 | Generic (MIELE Laboratory) | CLEANING KITCHEN | Instrument | Disinfectants and Cleaning | Phosphate cartridge with first filling | Phosphate cartridge with first filling | 1 | 106101 | Optional | 1 | [12 empty] | 120e
106107 | Generic (MIELE Laboratory) | CLEANING KITCHEN | Instrument | Disinfectants and Cleaning | Separate water supply for deionised water with conductivity measure R 3/4" with digital display and hose-set for in-and outflow | Separate water supply for deionised water with conductivity measure R 3/4" with digital display and hose-set for in-and outflow | 1 | 106101 | Optional | 1 | [12 empty] | 120f
106108 | Generic (MIELE Laboratory) | CLEANING KITCHEN | Instrument | Disinfectants and Cleaning | Aqua purificator cabinet for two de-mineralising cartridges | Aqua purificator cabinet for two de-mineralising cartridges | 1 | 106101 | Optional | 1 | [12 empty] | 120g
106109 | Generic | CLEANING KITCHEN | Tools | Pipetting | Pipette box aluminium/stainless steel with lid for 20 - 25 cm long pipettes | Pipette box aluminium/stainless steel with lid, square, silicon insert, desinfectable and autoclavable/sterilizable up to +205 °C , suitable for 20 - 25 cm long pipettes, for working in a BSC | 1 |  | Regular needed | 10 | [12 empty] | 36
106110 | Generic | CLEANING KITCHEN | Tools | Pipetting | Pipette box aluminium/stainless steel with lid for 35 cm long pipettes | Pipette box aluminium/stainless steel with lid, square, silicon insert, desinfectable and autoclavable/sterilizable up to +205 °C , suitable for 35 cm long pipettes | 1 |  | Regular needed | 10 | [12 empty] | 37
106111 | Generic | CLEANING KITCHEN | Tools | Pipetting | Inlay for pipette box | Inlay for pipette box (e.g. Teflon ) | 1 |  | Regular needed | 20 | [12 empty] | 38
106112 | Generic | CLEANING KITCHEN | Tools | Pipetting | Pipette washer | Pipette washer, automatic siphon system, consisting of one cylindric washing container with siphon outlet, connecting tube, two pipette baskets as inserts, total height approx.750 mm, diameter approx. 170 mm | 1 |  | Regular needed | 1 | [12 empty] | 42
106113 | Generic | LIQUID CULTURE | Tools | Microbiological tests and test systems | Petri-dishes plastic | 94 x 16 mm | 50 |  | Always needed | 1000 | [12 empty] | 0
106114 | Generic | LIQUID CULTURE | Tools | Microbiological tests and test systems | Petri-dishes glass for reuse | 94 x 16 mm | 50 |  | Always needed | 50 | [12 empty] | 0
106115 | Generic | LIQUID CULTURE | Tools | Pipetting | Hand-dispenser pipette, 5 dosage steps, suited for combitips / Generic | Hand-dispenser pipette, 5 dosage steps, suited for combitips | 1 |  | Always needed | 2 | [12 empty] | 141
106116 | Generic | WASTE MANAGEMENT / MEDIA KITCHEN | Instrument | Sterilization | Autoclave basic unit | Autoclave basic unit, vertical, capacity approx. 75 litres (depending on the needs of the laboratory even larger) | 1 |  | Regular needed | 2 | yes | yes | yes | [9 empty] | 18
106117 | Generic | WASTE MANAGEMENT / MEDIA KITCHEN | Instrument | Sterilization | Program control unit | Program control unit for fully automated process control, temperature up to 134 °C | 1 | 106116 | Regular needed | 2 |  | yes | [10 empty] | 18a
106118 | Generic | WASTE MANAGEMENT / MEDIA KITCHEN | Instrument | Sterilization | Exhaust air filtration system | Exhaust air filtration system FA for autoclave BSL3-Lab (waste handling) and vacuum pump | 1 | 106116 | Regular needed | 1 | [12 empty] | 18b
106119 | Generic | WASTE MANAGEMENT / MEDIA KITCHEN | Instrument | Sterilization | Autoclave basket stainless steel buckets | Wire basket or stainless steel buckets for autoclave | 1 | 106116 | Regular needed | 2 | [12 empty] | 18f
106120 | Generic | MEDIA KITCHEN | Instrument | Sterilization | Liquid temperature control unit | Liquid temperature control unit, including temperature probe and pressure sealed duct | 1 | 106116 | Regular needed | 1 | [12 empty] | 18c
106121 | Generic | MEDIA KITCHEN | Instrument | Sterilization | Liquid Sterilization | For sterilization of liquids pressure assisted device | 1 | 106116 | Optional | 1 | [12 empty] | 18d
106122 | Generic | MEDIA KITCHEN | Instrument | Sterilization | Recooling system | Recooling system autoclave in media preparation kitchen will shorten the time for sterilizing liquids | 1 | 106116 | Optional | 1 | [12 empty] | 18e
106123 | Generic | MEDIA KITCHEN | Instrument | Sterilization | Autoclave basket with drip tray | Wire basket with drip tray for autoclave | 1 | 106116 | Regular needed | 2 | [12 empty] | 18g
106124 | Generic | MEDIA KITCHEN | Instrument | Laboratory, Miscellaneous | Ion exchanger cartridge | Ion exchanger cartridge, S/S, flow rate approx. 950 L/h, complete set with tubing set with quick connection coupling and one spare set of tubing with quick connection coupling, pressure resistant; with an exhaust and excess pressure valve of 2.5 -10 bar | 1 |  | Optional | 2 |  | yes | yes | [9 empty] | 20
106125 | Generic | MEDIA KITCHEN | Instrument | Laboratory, Miscellaneous | Conductivity measuring device | Conductivity measuring device for measurement of quality of laboratory grade water, digital | 1 |  | Optional | 2 | [12 empty] | 21
106126 | Generic | MEDIA KITCHEN | Instrument | Laboratory, Miscellaneous | Ion exchanger resin for laboratory grade water | Ion exchanger resin for laboratory grade water, pack of 5x10 L resin with filter bag for used up resin | 1 |  | Optional | 5 | [12 empty] | 22
106127 | Generic | MEDIA KITCHEN | Instrument | Laboratory, Miscellaneous | Fully automatic water distil | Fully automatic water distil, capacity (according to the need) 4 - (12) litres / hour, distilled water approx. 3 µS | 1 |  | Regular needed | 1 | yes |  | yes | [9 empty] | 23
106128 | Generic | MEDIA KITCHEN | Instrument | Weighing & Analytical Balances | Electronic analytical balance | Semimicro balance (electronic analytical balance), EC stamp-approved version, with built-in motorized weight, dynamic temperature compensation, 8 segment display, stability indicator. Accuracy class I. Readability 0.01 mg up to 60 g and 0.1 mg up to approx. 200 g. Tara range (subtractive) 200 g. | 1 |  | Regular needed | 1 | [12 empty] | 59
106129 | Generic | MEDIA KITCHEN | Instrument | Weighing & Analytical Balances | Electronic precision balance | Electronic precision balance, EC stamped version with 8 segment display, stability indicator, plus optimised display update rate and a built-in motorized, automatic calibration feature. Level indicator. Range 0.5 - 3200 g, readability 0,01 g, tara range (subtractive) 3200 g, accuracy class II | 1 |  | Regular needed | 1 | [12 empty] | 60
106130 | Generic | MEDIA KITCHEN | Instrument | Meters | Bench top pH meter | Bench top pH meter with temperature compensation, complete set with electrode and 3 calibration buffers, resolution 0.01pH | 1 |  | Regular needed | 1 | [12 empty] | 61
106131 | Generic | MEDIA KITCHEN | Instrument | Laboratory, Miscellaneous | Water bath | Water bath, capacity approximately 20 L with microprocessor- controlled temperature regulator, including S/S cover for water bath | 1 |  | Regular needed | 1 | [12 empty] | 64
106132 | Generic | MEDIA KITCHEN | Instrument | Mixers, Shakers, Stirrers | Magnetic stirrer with heating plate | Magnetic stirrer with heating plate | 1 |  | Regular needed | 1 | [12 empty] | 65
106133 | Generic | MEDIA KITCHEN | Instrument | Mixers, Shakers, Stirrers | Magnetic bars set of 10 | Set of round shaped PTFE coated magnetic stirring bars, set of 10 magnetic bares, 1x 15 mm, 2X 20 mm, 2x 25 mm, 1x 30 mm, 2x 40 mm, 2x 50 mm length | 10 |  | Regular needed | 1 | [12 empty] | 66
106134 | Generic | MEDIA KITCHEN | Instrument | Disinfectants and Cleaning | Sterile filling station of culture media 1000ml | Sterile filling station of culture media, reservoir 1000 ml, (Squibb sedimentation funnel or cylindric dropping funnel, graduation, with tube for pressure exchange), with stop cock made of glass and NSPE stopper, outlet diameter 6mm | 1 |  | Regular needed | 4 | [12 empty] | 67
106135 | Generic | MEDIA KITCHEN | Instrument | Disinfectants and Cleaning | Sterile filling station of culture media 250ml | Sterile filling station of culture media, reservoir 250 ml, (Squibb sedimentation funnel or cylindric dropping funnel, graduation, with tube for pressure exchange), with stop cock made of glass and NSPE stopper, outlet diameter 4 mm (several smaller funnels 250 ml to 500 ml for drug containing media) | 1 |  | Regular needed | 10 | [12 empty] | 68
106136 | Generic | MEDIA KITCHEN | Instrument | Disinfectants and Cleaning | Automatic filling station | Automatic filling station (usually very sensitive to faults) consisting of a peristaltic pump for sterile dispensing. Four roller pump head, 1 - 350 rpm, accuracy ± 1%, easy load pump head, silicon tubing bore 1.6 mm (1/16'' inch), 15 m, minimum dose 3.5 ± 0.5 ml, maximum dose 15 ± 2 ml, alphanumerical menu in English and XYZ,, storage of minimal 5 dispensing programs, applying standards: IEC 335-1 EN 60529, CE, EN 60204-1, Low voltage directive 73/23/EEC and EN 61010, connection 230 ±10 V AC / 50 Hz | 1 |  | Optional | 1 |  |  | yes | [9 empty] | 69
106137 | Generic | MEDIA KITCHEN | Instrument | Laboratory, Miscellaneous | Stative / Stand | Stative (heavy quality for LJ separation funnel) Set (plate+rod) and clamp | 1 |  | Regular needed | 3 | [12 empty] | 70
106138 | Generic | MEDIA KITCHEN | Instrument | Incubators | Inspissator for coagulation of egg-based culture media | Inspissator for coagulation of egg-based culture media, capacity ≥ 350 tubes, 230 ± 10 V AC/ 50 Hz | 1 |  | Regular needed | 1 | yes |  | yes | [9 empty] | 71
106139 | Generic | MEDIA KITCHEN | Instrument | Laboratory, Miscellaneous | Refrigerator + Freezer 300L | Refrigerator (for ambient temp. up to 43 °C), energy efficiency class A+, 300 litre (60 L freezing department for -22 °C), 230 ± 10 V AC/ 50 Hz | 1 |  | Regular needed | 1 | [12 empty] | 72
106140 | Generic | MEDIA KITCHEN | Instrument | Laboratory, Miscellaneous | Floor standing refrigerator + freezer 150L | Floor standing refrigerator, at least energy efficiency class A+ , approx. 150 litre (20 litres freezing compartment - 22 °C, 230 ± 10 V AC/ 50 Hz | 1 |  | Always needed | 1 | [12 empty] | 73
106141 | Generic | MEDIA KITCHEN | Instrument | Laboratory, Miscellaneous | Floor standing refrigerator 300L | Floor standing refrigerator, at least energy efficiency class A+ for storage of culture media, 4 °C, approx. 300 litre, 230 ± 10 V AC/ 50 Hz | 1 |  | Always needed | 2 | [12 empty] | 72
106142 | Generic | MEDIA KITCHEN | Instrument | Laboratory, Miscellaneous | Deep Freezer 70L / - 50 °C to - 85 °C | Chest freezer, capacity approx. 70 litres, temperature range: - 50 °C to - 85 °C, complete with cassettes and racks (only for the laboratory preserving control strains for the country or for scientific purpose) | 1 |  | Regular needed | 1 | yes |  | yes | [9 empty] | 75
106143 | Generic | MEDIA KITCHEN | Tools | Plastic & Glassware | Balloon HDPE 30 L | Balloon HDPE (Spare) winding with discharge cock, 30 L (additional storage tank) | 1 |  | Regular needed | 1 | [12 empty] | 24
106144 | Generic | MEDIA KITCHEN | Tools | Plastic & Glassware | Balloon HDPE 10 L | Balloon HDPE (Spare) winding with discharge cock, 10 L (for distributing distilled water to other parts of the laboratory) | 1 |  | Regular needed | 4 | [12 empty] | 25
106145 | Generic | MEDIA KITCHEN | Tools | Plastic & Glassware | Stop cock PP | Stop cock PP, HDPE, winding for HDPE balloon | 1 |  | Regular needed | 10 | [12 empty] | 26
106146 | Generic | MEDIA KITCHEN | Tools | Plastic & Glassware | Measuring pipettes 1 ml | Measuring pipettes 1 ml, graduated in brown 0,01 gdt., conformity certified, pack of 10 pieces | 10 |  | Regular needed | 3 | [12 empty] | 31
106147 | Generic | MEDIA KITCHEN | Tools | Plastic & Glassware | Measuring pipettes 2 ml | Measuring pipettes 2 ml, graduated in brown 0,02 gdt., conformity certified, pack of 10 pieces | 10 |  | Regular needed | 3 | [12 empty] | 32
106148 | Generic | MEDIA KITCHEN | Tools | Plastic & Glassware | Measuring pipettes 5 ml | Measuring pipettes 5 ml, graduated in brown 0,05 gdt., conformity certified, pack of 10 pieces | 10 |  | Regular needed | 3 | [12 empty] | 33
106149 | Generic | MEDIA KITCHEN | Tools | Plastic & Glassware | Measuring pipettes 10 ml | Measuring pipettes 10 ml, graduated in brown 0,1 gdt., conformity certified, pack of 10 pieces | 10 |  | Regular needed | 3 | [12 empty] | 34
106150 | Generic | MEDIA KITCHEN | Tools | Laboratory, Miscellaneous | Desiccator | Desiccator made of Duran, corpus: total height approx. 150 mm, inner diameter approx. 175 mm, corresponding lid with tread GL 32, cock with screw cap for lid, insert according to inner diameter of porcelain | 1 |  | Regular needed | 2 | [12 empty] | 43
106151 | Generic | MEDIA KITCHEN | Tools | Laboratory, Miscellaneous | Membrane vacuum pump for desiccator | Membrane vacuum pump for desiccator, suction > 15 litre per hour, pressure (endpoint) to be reached < 20 mbar | 1 | 106151 | Optional | 1 | [12 empty] | 44
106152 | Generic | MEDIA KITCHEN | Tools | Plastic & Glassware | Woulff's flask | Woulff's flask consisting of vacuum and pressure resistant Duran glass flask,1000 ml with thread GL 45 with screw cap, top part/insert according to Drechsel, adjustable in height, two olives, 8 mm outer diameter with screw capes GL 14, silicone ring | 1 | 106151 | Optional | 1 | [12 empty] | 45
106153 | Generic | MEDIA KITCHEN | Tools | Laboratory, Miscellaneous | Vacuum tube, 3 m | Vacuum tube, 3 m | 1 | 106151 | Optional | 1 | [12 empty] | 46
106154 | Generic | MEDIA KITCHEN | Tools | Laboratory, Miscellaneous | Silica gel for desiccator, 0.5 kg | Silica gel for desiccator, 0.5 kg | 1 | 106151 | Regular needed | 1 | [12 empty] | 47
106155 | Generic | MEDIA KITCHEN | Tools | Laboratory, Miscellaneous | Bunsen burner | Teclu - all gas burner with fine tuning | 1 |  | Regular needed | 2 | [12 empty] | 62
106156 | Generic | MEDIA KITCHEN | Tools | Laboratory, Miscellaneous | Tripod | Tripod stand with fire mat | 1 |  | Regular needed | 1 | [12 empty] | 63
106157 | Generic | MEDIA KITCHEN | Tools | Plastic & Glassware | Swan neck bottles - Set | Swan neck bottles (PE flask, narrow neck with screw cap and water dispenser) set of one each 250, 500, 1000ml | 1 |  | Regular needed | 5 | [12 empty] | 77
106158 | Generic | MEDIA KITCHEN | Tools | Plastic & Glassware | Bowl | Bowl, plastic aprox. 500 x 350 mm | 1 |  | Regular needed | 5 | [12 empty] | 78
106159 | Generic | MEDIA KITCHEN | Tools | Plastic & Glassware | Erlenmeyer flasks - 2000ml | Erlenmeyer flasks, Duran glass/borosilicate 3.3 according to DIN/ISO 3585, wide neck, graduated, autoclavable, 2000 ml, | 10 |  | Regular needed | 2 | [12 empty] | 79
106160 | Generic | MEDIA KITCHEN | Tools | Plastic & Glassware | Erlenmeyer flasks - 1000ml | Erlenmeyer flasks, Duran glass/borosilicate 3.3 according to DIN/ISO 3585, wide neck, graduated, autoclavable, 1000 ml, pack. unit 10 | 10 |  | Regular needed | 1 | [12 empty] | 80
106161 | Generic | MEDIA KITCHEN | Tools | Plastic & Glassware | Erlenmeyer flasks - 500ml | Erlenmeyer flasks, Duran glass/borosilicate 3.3 according to DIN/ISO 3585, wide neck, autoclavable, 500 ml, pack. unit 10 | 10 |  | Regular needed | 1 | [12 empty] | 81
106162 | Generic | MEDIA KITCHEN | Tools | Plastic & Glassware | Erlenmeyer flasks - 250ml | Erlenmeyer flasks, Duran glass/borosilicate 3.3 according to DIN/ISO 3585, wide neck, graduated, autoclavable, 250 ml, pack. unit 10 | 10 |  | Regular needed | 1 | [12 empty] | 82
106163 | Generic | MEDIA KITCHEN | Tools | Plastic & Glassware | Erlenmeyer flasks - 100ml | Erlenmeyer flasks, Duran glass/borosilicate 3.3 according to DIN/ISO 3585, wide neck, graduated, 100 ml, pack. unit 10 | 10 |  | Regular needed | 2 | [12 empty] | 83
106164 | Generic | MEDIA KITCHEN | Tools | Plastic & Glassware | Erlenmeyer flasks - 50ml | Erlenmeyer flasks, Duran glass/borosilicate 3.3 according to DIN/ISO 3585, wide neck, graduated, autoclavable, 50 ml, pack. unit 10 | 10 |  | Regular needed | 2 | [12 empty] | 84
106165 | Generic | MEDIA KITCHEN | Tools | Plastic & Glassware | Measuring cylinders - 1000ml - 0.5ml graduated | Measuring cylinder, Duran glass/borosilicate 3.3 according to DIN/ISO 3585, class A, autoclavable, blue graduated with ring at main points, according to DIN 12680-2, with spout, adjusted to IN, 1000 ml, 0.5 ml graduated | 1 |  | Regular needed | 10 | [12 empty] | 0
106166 | Generic | MEDIA KITCHEN | Tools | Plastic & Glassware | Measuring cylinders - 500ml - 2.5ml graduated | Measuring cylinder, Duran glass/borosilicate 3.3 according to DIN/ISO 3585, class A, autoclavable, blue graduated with ring at main points, according to DIN 12680-2, with spout, adjusted to IN, 500 ml, 2.5 ml graduated | 1 |  | Regular needed | 10 | [12 empty] | 0
106167 | Generic | MEDIA KITCHEN | Tools | Plastic & Glassware | Measuring cylinders - 250ml - 1ml graduated | Measuring cylinder, Duran glass/borosilicate 3.3 according to DIN/ISO 3585, class A, autoclavable, blue graduated with ring at main points, according to DIN 12680-2, with spout, adjusted to IN, 250 ml, 1.0 ml graduated | 1 |  | Regular needed | 10 | [12 empty] | 0
106168 | Generic | MEDIA KITCHEN | Tools | Plastic & Glassware | Measuring cylinders - 100ml - 0.5ml graduated | Measuring cylinder, Duran glass/borosilicate 3.3 according to DIN/ISO 3585, class A, autoclavable, blue graduated with ring at main points, according to DIN 12680-2, with spout, adjusted to IN, 100 ml, 0.5 ml graduated | 1 |  | Regular needed | 20 | [12 empty] | 0
106169 | Generic | MEDIA KITCHEN | Tools | Plastic & Glassware | Measuring cylinders - 50ml - 0.5ml graduated | Measuring cylinder, Duran glass/borosilicate 3.3 according to DIN/ISO 3585, class A, autoclavable, blue graduated with ring at main points, according to DIN 12680-2, with spout, adjusted to IN, 50 ml, 0.5 ml graduated | 1 |  | Regular needed | 10 | [12 empty] | 0
106170 | Generic | MEDIA KITCHEN | Tools | Plastic & Glassware | Measuring cylinders - 25ml - 0.25ml graduated | Measuring cylinder, Duran glass/borosilicate 3.3 according to DIN/ISO 3585, class A, autoclavable, blue graduated with ring at main points, according to DIN 12680-2, with spout, adjusted to IN, 25 ml, 0.25 ml graduated | 1 |  | Regular needed | 10 | [12 empty] | 0
106171 | Generic | MEDIA KITCHEN | Tools | Plastic & Glassware | Measuring cylinders - 1000ml - 10ml graduated | Measuring cylinder, class A; TPX, autoclavable, DIN 12681/ISO 6706, 1000 ml, graduated 10.0 ml | 1 |  | Regular needed | 5 | [12 empty] | 85
106172 | Generic | MEDIA KITCHEN | Tools | Plastic & Glassware | Measuring cylinders - 500ml - 5ml graduated | Measuring cylinder, class A; TPX, autoclavable, DIN 12681/ISO 6706, 500 ml, graduated 5.0 ml | 1 |  | Regular needed | 5 | [12 empty] | 86
106173 | Generic | MEDIA KITCHEN | Tools | Plastic & Glassware | Measuring cylinders - 250ml - 2ml graduated | Measuring cylinder, class A; TPX, autoclavable, DIN 12681/ISO 6706, 250 ml, graduated 2.0 ml | 1 |  | Regular needed | 5 | [12 empty] | 87
106174 | Generic | MEDIA KITCHEN | Tools | Plastic & Glassware | Measuring cylinders - 100ml - 1ml graduated | Measuring cylinder, class A; TPX, autoclavable, DIN 12681/ISO 6706, 100 ml, graduated 1.0 ml | 1 |  | Regular needed | 10 | [12 empty] | 88
106175 | Generic | MEDIA KITCHEN | Tools | Plastic & Glassware | Measuring cylinders - 50ml - 1ml graduated | Measuring cylinder, class A; TPX, autoclavable, DIN 12681/ISO 6706, 50 ml, graduated 1.0 ml | 1 |  | Regular needed | 5 | [12 empty] | 89
106176 | Generic | MEDIA KITCHEN | Tools | Plastic & Glassware | Thick-walled glass flask - 2500ml | Thick-walled glass flask for preparation of culture medium; with flanged rim; 2500 ml | 1 |  | Regular needed | 6 | [12 empty] | 90
106177 | Generic | MEDIA KITCHEN | Tools | Plastic & Glassware | Thick-walled glass flask - 2000ml | Thick walled glass bottles, Duran, with thread (DIN GL 45 winding), graduated, transparent, autoclavable, according to ISO 4796, with ring and cap of PP, 2000 ml | 1 |  | Regular needed | 3 | [12 empty] | 91
106178 | Generic | MEDIA KITCHEN | Tools | Plastic & Glassware | Thick-walled glass flask - 1000ml | Thick walled glass bottles, Duran, with thread (DIN GL 45 winding), graduated, transparent, autoclavable, according to ISO 4796, with ring and cap of PP, 1000 ml | 1 |  | Regular needed | 10 | [12 empty] | 92
106179 | Generic | MEDIA KITCHEN | Tools | Plastic & Glassware | Thick-walled glass flask - 500ml | Thick walled glass bottles with thread (DIN GL 45 winding), graduated, transparent, autoclavable, according to ISO 4796, with ring and cap of PP, 500 ml; | 1 |  | Regular needed | 5 | [12 empty] | 93
106180 | Generic | LIQUID CULTURE | Instrument | Pipetting | Multipette® stream, includes charging adapter | Multipette® stream, includes charging adapter - for MGIT Supplementation 0.8ml each - (e.g Eppendorf Multipette® stream, includes charging adapter) | 1 |  | Always needed | 1 | [12 empty] | 0
106181 | Generic | LIQUID CULTURE | Consumables | Pipetting | Pipette Tips, Combitips plus Biopur® 10 Ml | Pipette Tips, Combitips plus Biopur® 10 Ml | 100 | 106080 | Always needed | 3 | [12 empty] | 0
106182 | Generic | MEDIA KITCHEN | Tools | Plastic & Glassware | Screw caps with weld in PFTE membrane, 0.2 µm pore size, autoclavable to 140 °C | screw caps with weld in PFTE membrane, 0.2 µm pore size, autoclavable to 140 °C | 1 |  | Regular needed | 10 | [12 empty] | 96
106183 | Generic | MEDIA KITCHEN | Tools | Plastic & Glassware | Laboratory beaker, low form with graduation and spout, 2000 ml | Laboratory beaker, low form with graduation and spout, 2000 ml | 1 |  | Regular needed | 3 | [12 empty] | 102
106184 | Generic | MEDIA KITCHEN | Tools | Plastic & Glassware | Laboratory beaker, low form with graduation and spout, 1000 ml | Laboratory beaker, low form with graduation and spout, 1000 ml | 1 |  | Regular needed | 3 | [12 empty] | 100
106185 | Generic | MEDIA KITCHEN | Tools | Plastic & Glassware | Laboratory beaker, low form with graduation and spout, 600 ml | Laboratory beaker, low form with graduation and spout, 600 ml | 1 |  | Regular needed | 10 | [12 empty] | 99
106186 | Generic | MEDIA KITCHEN | Tools | Plastic & Glassware | Laboratory beaker, low form with graduation and spout, 250 ml | Laboratory beaker, low form with graduation and spout, 250 ml | 1 |  | Regular needed | 10 | [12 empty] | 98
106187 | Generic | MEDIA KITCHEN | Tools | Plastic & Glassware | Laboratory beaker, low form with graduation and spout, 100 ml | Laboratory beaker, low form with graduation and spout, 100 ml | 1 |  | Regular needed | 10 | [12 empty] | 97
106188 | Generic | MEDIA KITCHEN | Tools | Plastic & Glassware | Laboratory beakers; 100 ml | Laboratory beakers; 100 ml; ETFE; heat-stable up to150 °C, with spout and graduation | 1 |  | Regular needed | 5 | [12 empty] | 0
106189 | Generic | MEDIA KITCHEN | Tools | Plastic & Glassware | Laboratory beakers; 250 ml | Laboratory beakers; 250 ml; ETFE; heat-stable up to150 °C; low form; with spout and graduation | 1 |  | Regular needed | 5 | [12 empty] | 0
106190 | Generic | MEDIA KITCHEN | Tools | Plastic & Glassware | Laboratory beakers; 500 ml | Laboratory beakers; 500 ml; ETFE; heat-stable up to150 °C; low form; with spout and graduation | 1 |  | Regular needed | 5 | [12 empty] | 0
106191 | Generic | MEDIA KITCHEN | Tools | Plastic & Glassware | Laboratory beakers; 1000 ml | Laboratory beakers; 1000 ml; ETFE ;heat-stable up to150 °C; low form; with spout and graduation | 1 |  | Regular needed | 3 | [12 empty] | 0
106192 | Generic | MEDIA KITCHEN | Tools | Plastic & Glassware | Laboratory beakers; 2000 ml | Laboratory beakers; 2000 ml; ETFE ;heat-stable up to150 °C; low form; with spout and graduation | 1 |  | Regular needed | 3 | [12 empty] | 0
106193 | Generic | MEDIA KITCHEN | Tools | Plastic & Glassware | Volumetric flasks 1000 ml | Volumetric flasks 1000 ml, Duran with NS cone and PE stopper, class A, autoclavable, adjusted to IN, error margin ± 0.5 ml, per piece | 1 |  | Regular needed | 3 | [12 empty] | 102
106194 | Generic | MEDIA KITCHEN | Tools | Plastic & Glassware | Volumetric flasks 500 ml | Volumetric flasks 500 ml, Duran with NS cone and PE stopper, class A, autoclavable, adjusted to IN, error margin ± 0.25 ml, per piece | 1 |  | Regular needed | 10 | [12 empty] | 103
106195 | Generic | MEDIA KITCHEN | Tools | Plastic & Glassware | Volumetric flasks 250 ml | Volumetric flasks 250 ml, Duran with NS cone and PE stopper, class A, autoclavable, adjusted to IN, error margin ± 0.15 ml, per piece | 1 |  | Regular needed | 10 | [12 empty] | 104
106196 | Generic | MEDIA KITCHEN | Tools | Plastic & Glassware | Volumetric flasks 200 ml | Volumetric flasks 200 ml, Duran with NS cone and PE stopper, class A, autoclavable, adjusted to IN, error margin ± 0.15 ml, per piece | 1 |  | Regular needed | 15 | [12 empty] | 105
106197 | Generic | MEDIA KITCHEN | Tools | Plastic & Glassware | Volumetric flasks 100 ml | Volumetric flasks 100 ml, Duran with NS cone and PE stopper, class A, autoclavable, adjusted to IN, error margin ± 0.1 ml, per piece | 1 |  | Regular needed | 3 | [12 empty] | 102
106198 | Generic | MEDIA KITCHEN | Tools | Plastic & Glassware | Volumetric flasks 50 ml | Volumetric flasks 50 ml, Duran glass/borosilicate, class A, autoclavable, adjusted to IN, error margin ± 0.08 ml, per piece | 1 |  | Regular needed | 15 | [12 empty] | 107
106199 | Generic | MEDIA KITCHEN | Tools | Plastic & Glassware | Volumetric flasks 25 ml | Volumetric flasks 25 ml, Duran glass/borosilicate, class A, autoclavable, adjusted to IN, error margin ± 0.06 ml, per piece | 1 |  | Regular needed | 5 | [12 empty] | 108
106200 | Generic | MEDIA KITCHEN | Tools | Plastic & Glassware | Volumetric flasks 20 ml | Volumetric flasks 20 ml, Duran glass/borosilicate, class A, autoclavable, adjusted to IN, error margin ± 0.06 ml, per piece | 1 |  | Regular needed | 25 | [12 empty] | 109
106201 | Generic | MEDIA KITCHEN | Tools | Plastic & Glassware | Laboratory glassware drying rack | Laboratory glassware drying rack, wall mounted; polystyrene; min. 24 pegs for cylinders and conical flasks | 1 |  | Regular needed | 1 | [12 empty] | 110
106202 | Generic | MEDIA KITCHEN | Tools | Plastic & Glassware | Funnel, soda lime glass, plain, short stem, d = 75 mm | Funnel, soda lime glass, plain, short stem, d = 75 mm (or plastic, if not used for dye solutions) | 1 |  | Regular needed | 5 | [12 empty] | 111
106203 | Generic | MEDIA KITCHEN | Tools | Plastic & Glassware | Funnel, soda lime glass, plain, short stem, d = 125 mm | Funnel, soda lime glass, plain, short stem, d = 125 mm (or plastic, if not used for dye solutions) | 1 |  | Regular needed | 5 | [12 empty] | 112
106204 | Generic | MEDIA KITCHEN | Tools | Plastic & Glassware | Powder funnel , diameter 100mm | Powder funnel , diameter 100mm | 1 |  | Regular needed | 5 | [12 empty] | 113
106205 | Generic | LIQUID CULTURE | Instrument | Laboratory, Miscellaneous | UV-light illuminator - Liquid culture - 365 nm | UV-light illuminator at least 200 x 200 mm window | 1 |  | Always needed | 1 | [12 empty] | 0
106206 | Generic | MEDIA KITCHEN | Tools | Laboratory, Miscellaneous | Strainer, stainless steel, 1 grip, 2 eyes, diameter 20 cm | Strainer, stainless steel, 1 grip, 2 eyes, diameter 20 cm | 1 |  | Regular needed | 1 | [12 empty] | 117
106207 | Generic | MEDIA KITCHEN | Tools | Laboratory, Miscellaneous | Set of spatula | Set of spatula: stainless steel 18/8 electrolytically polished, length approx. 150 mm, blade approx. 40 mm in length and width ranging from 3 mm to 9 mm, 6 pieces in most common sizes of double and micro spatulas, 3 of them with spoon on one side | 1 |  | Regular needed | 6 | [12 empty] | 118
106208 | Generic | MEDIA KITCHEN | Tools | Laboratory, Miscellaneous | Forceps; pointed; straight; 18/8 stainless steel, polished | Forceps; pointed; straight; 18/8 stainless steel, polished | 1 |  | Regular needed | 5 | [12 empty] | 119
106209 | Generic | MEDIA KITCHEN | Tools | Plastic & Glassware | Measuring cylinders | Measuring cylinders made from glass are preferred when preparing dye solutions. It can be relaced by plasic, preferably autoclavable TPX for outer purposes, with the advantage of less damage while use and cleaning (especially in a dish washer) | 1 |  | Regular needed | 5 | [12 empty] | 0
106210 | Generic | MEDIA KITCHEN | Tools | Plastic & Glassware | Laboratory beakers made from heat-stable ETFE | Laboratory beakers made from heat-stable ETFE | 1 |  | Optional | [13 empty] | 0
106211 | Generic | MOLECULAR BIOLOGY | Instrument | Laboratory, Miscellaneous | Electrophoresis chamber | Electrophoresis, horizontal mini gel system for separation of nucleic acids fragments | 1 |  | Always needed | 1 | yes | [11 empty] | 126
106212 | Generic | MOLECULAR BIOLOGY | Instrument | Laboratory, Miscellaneous | Power supply for electrophoresis | Power supply for electrophoresis, 0 - 300 V DC | 1 | 106211 | Always needed | 1 | yes | [11 empty] | 127
106213 | Generic | MOLECULAR BIOLOGY | Instrument | Laboratory, Miscellaneous | UV-light illuminator - Ethidium bromide - 312 nm | UV-light illuminator at least 200 x 200 mm window | 1 |  | Always needed | 1 | [12 empty] | 128
106214 | Generic | MOLECULAR BIOLOGY | Instrument | Laboratory, Miscellaneous | Photo documentation system | Printout photos of electrophoresis gels | 1 |  | Optional | 1 |  | yes | yes | [9 empty] | 0
106215 | Generic | MOLECULAR BIOLOGY | Instrument | Laboratory, Miscellaneous | Microwave oven | Microwave oven, approx. 900 W, inner volume ≥ 20 litre or water bath, a waterbath may also serve for preparation of agarose gels without grill | 1 |  | Always needed | 1 | [12 empty] | 143
106216 | Generic | MOLECULAR BIOLOGY | Tools | Laboratory, Miscellaneous | Floating rack | Floating rack with 20 places for reaction containers, diameter 10 mm, 2ml, for ultrasonic bath | 1 |  | Always needed | 2 | [12 empty] | 130
106217 | Generic | MOLECULAR BIOLOGY | Tools | Plastic & Glassware | Racks with lid (plastic preferred), suitable for cryovial | Racks with lid (plastic preferred), suitable for cryovial (2ml, round outer winding), Operating range -196 °C to +121 °C, autoclavable at 121 °C (20 min). | 1 | 106344 /106381 / 106382 | Always needed | 50 | [12 empty] | 132
106218 | Generic | MOLECULAR BIOLOGY | Tools | Pipetting | Stand for multichannel pipettes | Stand for multichannel pipettes | 1 |  | Always needed | 1 | [12 empty] | 140
106219 | Generic | PROCESSING | Instrument | Mixers, Shakers, Stirrers | Minishaker | Minishaker or Vortex | 1 |  | Always needed | 3 | yes | [11 empty] | 2
106220 | Generic | PROCESSING | Instrument | Mixers, Shakers, Stirrers | Overhead stirrer + Universal adapter | Alternative to position 106219: Overhead stirrer, capacity for at least ten tubes of 50 ml volume | 1 |  | Regular needed | 2 | [12 empty] | 3
106221 | Generic | PROCESSING | Instrument | Laboratory, Miscellaneous | Safety gas burner | Safety gas burner with glass chimney, footswitch for temporary ignition and power supply | 1 |  | Regular needed | 2 | yes | [11 empty] | 6
106222 | Generic | PROCESSING | Instrument | Laboratory, Miscellaneous | Safety gas tubing | Safety gas tubing with bending preventing safety clamps on both ends, inner diameter 9mm, length 750 mm (or shorter, depending on the size of BSC) | 1 | 106222 | Regular needed | 2 | [12 empty] | 6a
106223 | Generic | SOLID CULTURE | Instrument | Laboratory, Miscellaneous | Electric micro incinerator for loops | Electric micro incinerator for loops | 1 |  | Regular needed | 2 | [12 empty] | 7
106224 | Generic | PROCESSING | Instrument | Centrifuges | Refrigerated bench top centrifuge | Refrigerated bench top centrifuge, for swing out rotor with a capacity for 1000 ml liquid to be centrifuged at > 3200 g | 1 |  | Always needed | 1 | yes | yes | yes | [9 empty] | 17
106225 | Generic | PROCESSING | Instrument | Centrifuges | 4-place swing out rotor | 4-place swing out rotor for bench top centrifuge | 1 | 106224 | Always needed | 1 | [12 empty] | 17a
106226 | Generic | PROCESSING | Instrument | Centrifuges | Rotor buckets | Rotor buckets | 1 | 106224 | Always needed | 4 | [12 empty] | 17b
106227 | Generic | PROCESSING | Instrument | Centrifuges | Aerosol tight lids for rotor buckets | Aerosol tight lids for rotor buckets | 1 | 106224 | Always needed | 4 | [12 empty] | 17c
106228 | Generic | PROCESSING | Instrument | Centrifuges | Reducing adapter for 50 ml tubes | Reducing adapter for 50 ml Falcon tubes or equivalent tubes | 1 | 106224 | Always needed | 4 | [12 empty] | 17d
106229 | Generic | PROCESSING | Instrument | Centrifuges | Reducing adapter for 15 ml/12 ml tubes | Reducing adapter for 15 ml/12 ml Falcon tubes or equivalent tubes | 1 | 106224 | Always needed | 4 | [12 empty] | 17e
106230 | Generic | PROCESSING | Tools | Centrifuges | Test tube rack 18/8 stainless steel 16 mn | diameter 16 mm (depending on the size of culture tubes), 3x12 positions | 1 | 106338 | Always needed | 5 | [12 empty] | 4
106231 | Generic | PROCESSING | Tools | Centrifuges | Test tube rack 18/8 stainless steel 35 mn | diameter 35 mm, 2x4 positions | 1 |  | Regular needed | 5 | [12 empty] | 5
106232 | Generic | SOLID CULTURE | Tools | Laboratory, Miscellaneous | Loop Holder | Loop holder, needle holder, upper part aluminium or stainless steel, with plastic handle, length 240mm | 1 |  | Regular needed | 12 | [12 empty] | 8b
106233 | Generic | SOLID CULTURE | Tools | Laboratory, Miscellaneous | Racks for loop holder | Racks for loop holder, smooth, disinfectable, proper stand, 3 to 4 positions | 1 | 106232 | Regular needed | 4 | [12 empty] | 8c
106234 | Generic | SOLID CULTURE | Tools | Laboratory, Miscellaneous | Inoculation loops 4mn | Inoculation loops, Platinum/Iridium wire, length 5 cm, wire diameter 0.6 - 0.7 mm, loop diameter 4mm, closed (or closed loops, 3 - 4 mm diameter, made of wire with 0.8 - 1 mm diameter, nickel-chromium alloy 89 20, heat resistant to 1200 °C) | 1 | 106232 | Regular needed | 8 | [12 empty] | 8a
106235 | Generic | SOLID CULTURE | Tools | Laboratory, Miscellaneous | Inoculation loops 3mn | Inoculation loops, Platinum/Iridium wire, length 5 cm, wire diameter 0.6 - 0.7 mm, loop diameter 3mm, closed, 10 µl for DST | 1 | 106232 | Regular needed | 8 | [12 empty] | 8
106236 | Generic | SOLID CULTURE | Tools | Laboratory, Miscellaneous | Disposable loops | Disposable loops, sterile, length approx. 220 mm, packed as 100 x 10 pieces per pack | 10 | 106232 | Regular needed | 15 | [12 empty] | 9
106237 | Generic | PROCESSING | Tools | Tubes | Universal test tube rack 16mm | Universal test tube rack, PP, temperature resistant form -15 °C to +130 °C, autoclavable, for 16 mm diameter tubes, dimensions (W x D x H) 250 mm x 105 mm x 70 mm, 60 positions. (not swimming) | 1 |  | Regular needed | 12 | [12 empty] | 27
106238 | Generic | PROCESSING | Tools | Tubes | Universal test tube rack 18mm | Alternative to position 106237 : Test tube rack PP, diameter 18mm, 4x12, depending on the size of culture tubes purchased | 1 |  | Regular needed | 15 | [12 empty] | 28
106239 | Generic | PROCESSING | Tools | Tubes | Universal test tube rack 28mm | Alternative to positions 106237 : If 28 ml universal bottles are chosen, plastified racks for 48 universal bottles must be ordered | 1 |  | Regular needed | 15 | [12 empty] | 29
106240 | Generic | PROCESSING | Tools | Meters | Alarm Clock | Alarm clock / digital count down timer, 4 digits, programmable for max. 99 minutes, alarm at O, memory function | 1 |  | Regular needed | 3 | [12 empty] | 30
106241 | Generic | PROCESSING | Tools | Pipetting | Measuring pipette, short to work inside BSC, sterile, 1 ml | Measuring pipette, class A, short for work in BSC, approx. 25 cm long, 1 ml, 0.01 subdivision, with Coton | 1 |  | Always needed | 200 | [12 empty] | 0
106242 | Generic | PROCESSING | Tools | Sample Collection and Media Transport | Transport boxes for specimen | Transport boxes for specimen from collection points, styrofoam covered with PP, including cooling elements (if refrigerator is available), number according to the needs | 1 |  | Regular needed | 10 | [12 empty] | 48
106243 | Generic | PROCESSING | Tools | Sample Collection and Media Transport | Cool boxes for sputum transport | Additional or alternative to position 106242, Cool boxes for sputum transport by car, inner volume approx. 27 litre. Inner dimensions (W x D x H) ≥ 335 mm x ≥ 230 mm x ≥ 380 mm Inside and outside durable, disinfectable surface (e.g. LDPE), isolated with PU foam, Peltier elements, 12 V plug for cigarette lighter in a car cable length ≥ 2.5 m, possibility to change the polarity for cooling or heating alternatively. Cooling capacity 20 °C below ambient and heating 40°C above ambient. This transportation box is used in areas with extreme temperature deviations over the year and long duration of transport. | 1 |  | Regular needed | 3 | [12 empty] | 49
106244 | Generic | PROCESSING | Tools | Sample Collection and Media Transport | sturdy containers | Additional to positions106242, sturdy containers with thight closing, leak prove covers are needed as second container for packing. 1 L or 2L containers (depending on the samle size to be transported from the remote laboratory), minimum height 140 mm, made from PP with gasket tightened screw cap or from stainless steel with tightly fixed cover (e.g. for coffee) | 1 |  | Regular needed | 10 | [12 empty] | 50
106245 | Generic | PROCESSING | Tools | Sample Collection and Media Transport | material for packing specimen | Sufficient soft, sorbent material for packing specimen container into containers transport boxes of position 106244, in kg | 1 | 106244 | Regular needed | 10 | [12 empty] | 50a
106246 | Generic | PROCESSING | Tools | Tubes | Racks, desinfectable / autoclavable | Racks, desinfectable / autoclavable for tubes 1.5 - 2 ml, 10 mm diameter, at least 20 positions | 1 | 106381 / 106382 | Regular needed | 10 | [12 empty] | 129
106247 | Generic / Memmert | SOLID CULTURE PROCESSING | Instrument | Incubators | Precision Incubator | Precision Incubator, calibrated 37 °C, temperature range 30 - 70 °C, capacity ≥ 700 litre Inside and Oustide Stainless steel including 4 Perforated stainless steel | 1 |  | Regular needed | 2 | yes | yes | yes | [9 empty] | 16
106248 | Generic / Memmert | SOLID CULTURE PROCESSING | Instrument | Incubators | Perforated stainless steel | Perforated stainless steel shelf for Precision Incubator - 1 piece | 1 |  | Optional | [13 empty] | 16a
106249 | Generic | SOLID CULTURE PROCESSING | Tools | Laboratory, Miscellaneous | Hand lens | Hand lens | 1 |  | Regular needed | 1 | [12 empty] | 0
106250 | Generic | WASTE MANAGEMENT | Tools | Laboratory, Miscellaneous | Stainless steel bucket including lid | Stainless steel bucket including lid, capacity approx. 10 L, height 250 mm, upper diameter 280 mm, lower diameter 185 mm | 1 |  | Regular needed | 5 | [12 empty] | 10
106251 | Generic | WASTE MANAGEMENT | Tools | Laboratory, Miscellaneous | Discard bin | Discard bin stainless steel or thick walled glass with screw cap | 1 |  | Regular needed | 6 | [12 empty] | 11
106252 | Generic | WASTE MANAGEMENT | Tools | Laboratory, Miscellaneous | Funnel, stainless steel 18/8 | Funnel, stainless steel 18/8, with groove for air outlet in the ramp, diameter of ramp approx. 15 mm, top diameter approx. 120 mm, total height approx. 165 mm | 1 |  | Regular needed | 6 | [12 empty] | 12
106253 | Generic | WASTE MANAGEMENT | Tools | Laboratory, Miscellaneous | Safety box | Safety box, PP, approx 3 L, with self-opening lid with safety lock for all sharps | 1 |  | Regular needed | 5 | [12 empty] | 13
106255 | Generic | WASTE MANAGEMENT | Tools | Laboratory, Miscellaneous | Waste containers for solid | Waste containers | 1 |  | Regular needed | 3 | [12 empty] | 0
106256 | Generic | WASTE MANAGEMENT | Tools | Laboratory, Miscellaneous | Waste containers for liquid | Waste containers | 1 |  | Regular needed | 6 | [12 empty] | 0
106257 | Generic | MOLECULAR BIOLOGY | Instrument | Laboratory, Miscellaneous | Universal oven | natural convection, w x h x d: 400 x 320 x 250 mm, 32 l, from +30 °C (however, at least 5 °C above ambient) up to +220 °C | 1 |  | Always needed | 1 | [12 empty] | 0
106258 | Generic | CLEANING KITCHEN | Instrument | Laboratory, Miscellaneous | Bottle Washing machine device | rotor with brush | 1 |  | Regular needed | 1 | [12 empty] | 0
106259 | Generic / Merck | SOLID CULTURE | Chemicals | Loewenstein-Jensen-Medium | Ready mixed TB | Ready mixed TB - Medium according to Loewenstein-Jensen (LJ), with correct composition of ingredients from a certified company, 500 g plastic bottles e.g. Merck | 500 g |  | Regular needed | 7 | [12 empty] | 0
106260 | Generic | SOLID CULTURE | Chemicals | Loewenstein-Jensen-Medium | Fresh eggs | Fresh eggs from hens fed with natural (not antibiotic containing commercial) food from the local producer, 20 - 25 per batch (one litre) | 1 L |  | Local Market | #N/A | [12 empty] | 0
106261 | Generic | SOLID CULTURE | Chemicals | Loewenstein-Jensen-Medium | Glycerol ≥ 99% | Glycerol ≥ 99% Ph.Eur., C3H8O3, MW: 92.1, 1 L plastic bottle | 1 L |  | Regular needed | 2 | [12 empty] | 0
106262 | Generic | SOLID CULTURE | Chemicals | Loewenstein-Jensen-Medium | Sodium pyruvate, 50g; bottle |  | 50 gr |  | Regular needed | 2 | [12 empty] | 0
106263 | Generic | SOLID CULTURE | Chemicals | IUTM base | Potassium dihydrogen phosphate | Potassium dihydrogen phosphate, ≥ 99% p.a. anhydrous, KH2PO4, MW: 136,09, 1 kg plastic bottle | 1 kg |  | Regular needed | 1 | [12 empty] | 0
106264 | Generic | SOLID CULTURE | Chemicals | IUTM base | Magnesium sulfate-heptahydrate | Magnesium sulfate-heptahydrate, ≥ 99% p.a., MgSO4 • 7H2O, MW: 246,48. 500g plastic bottle | 500 g |  | Regular needed | 1 | [12 empty] | 0
106265 | Generic | SOLID CULTURE | Chemicals | IUTM base | L-Asparagine-momohydrate | L-Asparagine-momohydrate, C4H8N2O3 • H2O, MW: 150.13, ≥ 99%, plastic bottle, 250g | 250 g |  | Regular needed | 2 | [12 empty] | 0
106266 | Generic | SOLID CULTURE | Chemicals | IUTM base | tri-Magnesium di-citrate nonahydrate | tri-Magnesium di-citrate nonahydrate, Mg3(C6H5O7)2 • 9 H2O, MW: 613,25, ≥ 95%, p.a., 500g plastic bottle | 500 g |  | Regular needed | 1 | [12 empty] | 0
106267 | Generic | SOLID CULTURE | Chemicals | IUTM base | Malachite green oxalate | Malachite green oxalate, p. A.; 100 g bottle | 100 g |  | Regular needed | 1 | [12 empty] | 0
106268 | Generic | SOLID CULTURE | Chemicals | IUTM base | Glycerol | Glycerol | 1 |  | Regular needed | 2 | [12 empty] | 0
106269 | Generic | SOLID CULTURE | Chemicals | Ogawa-Medium | Sodium-L-Glutamate-monohydrate | Sodium-L-Glutamate-monohydrate, C5H8NNaO4 • H2O, MW: 187.13, purum, ≥ 98%, 1 kg plastic bottle | 1 kg |  | Regular needed | 1 | [12 empty] | 0
106271 | Generic | SOLID CULTURE | Chemicals | Ogawa-Medium | Malachite green | Malachite green | 1 |  | Regular needed | 1 | [12 empty] | 0
106272 | BD | LIQUID CULTURE | Reagents | Microbiological tests and test systems | BD BBL™ Calibrators Kit (for 1 drawer) (1 ea) | [16 empty] | 445871 | 0
106273 | BD | SOLID CULTURE | Reagents | Microbiological tests and test systems | BD BBL™ Middlebrook 7H9 Broth with Glycerol, 5 mL (10/sp) | [16 empty] | 221832 | 0
106274 | BD | LIQUID CULTURE | Tools | Plastic & Glassware | BD BBL™ AST Starter Group (1 ea) | [16 empty] | 445941 | 0
106275 | Generic | SOLID CULTURE | Chemicals | Modified Ogawa-Medium | Magnesium sulphate-heptahydrate | Magnesium sulphate-heptahydrate | 1 |  | Regular needed | 1 | [12 empty] | 0
106278 | Generic | SOLID CULTURE | Chemicals | Phosphate buffer according to Soerensen, 1/15 M, pH 6.8 or adjustable between pH 5 to 8.2 | di-Sodium hydrogen phosphate anhydrous | di-Sodium hydrogen phosphate anhydrous (offered also with crystal water 2, 7, 12) Na2HPO4, MW: 141.96, p.a. for buffer, 1 kg plastic bottle | 1 kg |  | Regular needed | 2 | [12 empty] | 0
106279 | Generic | SOLID CULTURE | Chemicals | Phosphate buffer according to Soerensen, 1/15 M, pH 6.8 or adjustable between pH 5 to 8.3 | di-Sodium hydrogen phosphate dodecahydrate | Na2HPO4 12 H2O , MW: 358,14, p.a. for buffer, 1 kg plastic bottle | 1 kg |  | Regular needed | 2 | [12 empty] | 0
106281 | Generic | PROCESSING | Chemicals | Petroff Method | Sodium hydroxide | Sodium hydroxide, NaOH, MW 40.00, purum ≥ 98%, pellets, 1kg plastic bottle, tight screw cap (hygroscopic and CO2 binding from the air) | 1 |  | Regular needed | 2 | [12 empty] | 0
106282 | Generic | PROCESSING | Chemicals | Sodium phosphate Method | tri-Sodium phosphate dodecahydrate | tri-Sodium phosphate dodecahydrate, Na3PO4 • 12H2O, MW: 380.12, (1 kg, 2.5 kg, 25 kg) 2.5 kg plastic bottle | 2.5 kg |  | Regular needed | 4 | [12 empty] | 0
106283 | Generic | PROCESSING | Chemicals | NALC Method | N-acetyl-L-cysteine (NALC) | N-acetyl-L-cysteine (NALC), C5H9NO3S, MW: 163.19,puriss. ≥ 99%, 250g plastic bottle | 250 g |  | Regular needed | 1 | [12 empty] | 0
106284 | Generic | PROCESSING | Chemicals | NALC Method | tri-Sodium citrate dihydrate | tri-Sodium citrate dihydrate, C6H5Na3O7 • 2H2O, MW: 294.10, plastic bottle 1 kg | 1 kg |  | Regular needed | 1 | [12 empty] | 0
106286 | Generic | PROCESSING | Chemicals | Cethypyridinum chloride for transit | Cetylpyridinium chloride monohydrate | Cetylpyridinium chloride monohydrate, C21H38ClN • H2O, MW: 358.01, melting point 77 ºC, purity ≥ 98% for biochemistry, (100 g /500g) 500g bottle | 500 g |  | Regular needed | 1 | [12 empty] | 0
106287 | Generic | PROCESSING | Chemicals | Cethypyridinum chloride for transit | Sodium chloride | Sodium chloride, NaCl, MW: 58.44, Ph.Eur. ≥ 99%, 1kg plastic bottle | 1 kg |  | Regular needed | 1 | [12 empty] | 0
106288 | Generic | PROCESSING | Chemicals | Pre-treatment of urine (enrichment before decontamination) | 5-Sulfosalicylic acid dihydrate | 5-Sulfosalicylic acid dihydrate, C6H7NO3S• 2H2O, MW: 254,22, p.a. ≥ 99%, 100g plastic bottle | 100 g |  | Regular needed | 1 | [12 empty] | 0
106289 | Generic | IDENTIFICATION | Chemicals | Para-nitrobenzoic addition | Para-nitrobenzoic acid | Para-nitrobenzoic acid, (PNB, 4-Nitrobenzoic acid), C7H5O4, MW: 167,12, purum ≥ 98%, (50g/250g) 250g bottle | 250 g |  | Regular needed | 1 | [12 empty] | 0
106290 | Generic | IDENTIFICATION | Chemicals | TCH Addition | Thiophene-2-carboxylic acid hydrazide | Thiophene-2-carboxylic acid hydrazide, (TCH), C5H6ON2S, MW: 142.21, content ≥ 97%; 5g glass bottle | 5 g |  | Regular needed | 2 | [12 empty] | 0
106291 | Generic | IDENTIFICATION | Chemicals | Niacin Test, (reagents are highly dangerous (poison (KCN), carcinogenic (aniline)), strips are recommended | Niacin strips | Niacin strips, 50 per pack (e.g. from Becton & Dickinson) | 50 |  | Regular needed | 24 | [12 empty] | 0
106292 | Generic | IDENTIFICATION | Chemicals | Catalase Test | Tween® 80 | Tween® 80, none ionic detergent, (Polyoxyethlene-80-sorbitan monooleate), Ph.Eur., (250g/ 1 kg) 1kg plastic bottle | 1 kg |  | Regular needed | 1 | [12 empty] | 0
106293 | Generic | IDENTIFICATION | Chemicals | Catalase Test | Hydrogen peroxide | Hydrogen peroxide, H2O2, MW: 34.01, 30%, p.a., ISO, stabilised, 250 ml plastic bottle | 250 ml |  | Regular needed | 1 | [12 empty] | 0
106295 | Generic | IDENTIFICATION | Chemicals | Nitrate Reduction Test (Nitratase Test) | di-Sodium hydrogen phosphate | di-Sodium hydrogen phosphate | 1 |  | Regular needed | 1 | [12 empty] | 0
106296 | Generic | IDENTIFICATION | Chemicals | Nitrate Reduction Test (Nitratase Test) | Sodium nitrate | Sodium nitrate, NaNO3, MW:84.99, p.a. ≥ 99.5%, 500g plastic bottle,1 kg | 1 kg |  | Regular needed | 1 | [12 empty] | 0
106297 | Generic | IDENTIFICATION | Chemicals | Nitrate Reduction Test (Nitratase Test) | Sulphanilamide | Sulphanilamide, C6H8N2O2S, MW: 172.21, p.a. ≥ 98%, melting point > 164 °C, 100g plastic bottle | 100 g |  | Regular needed | 1 | [12 empty] | 0
106298 | Generic | IDENTIFICATION | Chemicals | Nitrate Reduction Test (Nitratase Test) | N-(1-Naphthyl)-ethylendiamine dihydrochloride | N-(1-Naphthyl)-ethylendiamine dihydrochloride, C12H14N2 • 2HCl, MW: 259.18, p.a.≥ 98%, 25g plastic bottle | 25 g |  | Regular needed | 1 | [12 empty] | 0
106299 | Generic | IDENTIFICATION | Chemicals | Nitrate Reduction Test (Nitratase Test) | Zinc dust | Zinc dust, p.a., 250g bottle | 250 g |  | Regular needed | 1 | [12 empty] | 0
106300 | Generic | IDENTIFICATION | Chemicals | Nitrate Reduction Test (Nitratase Test) | Hydrochloric acid | Hydrochloric acid, HCl, purum, ≥ 35%, 1 L | 1 L |  | Regular needed | 1 | [12 empty] | 0
106301 | Generic | IDENTIFICATION | Chemicals | identification | Cyanogen bromide |  | 1 |  | Regular needed | [13 empty] | 0
106302 | Generic | IDENTIFICATION | Chemicals | identification | Analine / o-toluidine |  | 1 |  | Regular needed | [13 empty] | 0
106303 | Generic | MEDIA KITCHEN | Chemicals | Storage of Mycobacteria in a deep freezer | Skim milk powder | Skim milk powder, 500g (e.g. Oxoid) | 500 g |  | Regular needed | 1 | [12 empty] | 0
106304 | Generic | MEDIA KITCHEN | Chemicals | Storage of Mycobacteria in a deep freezer | Glycerol/buffer | Glycerol/buffer | 1 |  | Optional | [13 empty] | 0
106305 | Generic | DST | Chemicals | McFarland Standard | Bariumchloride dihydrate | Bariumchlorid dihydrate, BaCl2 • 2H2O, MW: 244.26, p.a.≥ 99%, 250 g plastic bottle | 250 g |  | Regular needed | 1 | [12 empty] | 0
106306 | Generic | DST | Chemicals | McFarland Standard | Sulphuric acid | Sulphuric acid, 100 ml | 100 ml |  | Regular needed | 1 | [12 empty] | 0
106307 | Generic | DST | Chemicals | Solvents | Dimethyl sulfoxide | Dimethyl sulfoxide, 99,8%, p. a., 500 ml | 500 ml |  | Regular needed | 1 | [12 empty] | 0
106308 | Generic | DST | Chemicals | First line drugs (FLD) | Isoniazid | 5g Isoniazid (INH) (e.g. Sigma I13377-5G); | 5 g |  | Regular needed | 1 | [12 empty] | 0
106309 | Generic | DST | Chemicals | First line drugs (FLD) | Rifampicin | 1g Rifampicin (RMP) (e.g. Sigma R3501-1G) | 1 g |  | Regular needed | 1 | [12 empty] | 0
106310 | Generic | DST | Chemicals | First line drugs (FLD) | Ethambutol | 25 g Ethambutol ( e.g. Sigma E4630-25G) | 25 g |  | Regular needed | 1 | [12 empty] | 0
106311 | Generic | DST | Chemicals | First line drugs (FLD) | Dihydro-streptomycin | 5g Dihydro-streptomycin (DHSM (e.g. Sigma D7253-5G) | 5g |  | Regular needed | 1 | [12 empty] | 0
106312 | Generic | DST | Chemicals | First line drugs (FLD) | Nicotinic acid amide | Nicotinic acid amide (nicotinamid, nicocinamid), pure powder, (may replace PZA at neutral pH in LJ) | 1 |  | Regular needed | 1 | [12 empty] | 0
106313 | Generic | DST | Chemicals | Second Line Drugs (SLD) | Ofloxacin | Ofloxacin/Ciprofloxacin, (OFL/CIP), (e.g. Aventis/Bayer or Sigma O8757-1G/17850-5G-F ) | 1 |  | Always needed | 1 | [12 empty] | 0
106314 | Generic | DST | Chemicals | Second Line Drugs (SLD) | Moxifloxacin | Moxifloxacin (MOX), 2g (e.g.Bayer) | 2 g |  | Regular needed | 1 | [12 empty] | 0
106315 | Generic | DST | Chemicals | Second Line Drugs (SLD) | Protionamid, | Protionamid, (PTH), 2g (e,g, Fatol) | 2 g |  | Regular needed | 1 | [12 empty] | 0
106316 | Generic | DST | Chemicals | Second Line Drugs (SLD) | Ethionamide | Ethionamid (ETH), 5g, (e.g. Sigma E6005-5G) | 5 g |  | Regular needed | 1 | [12 empty] | 0
106317 | Generic | DST | Chemicals | Second Line Drugs (SLD) | Kanamycin | Kanamycin (KAN), 1g, (e.g. Sigma K1876-1G) | 1 g |  | Always needed | 1 | [12 empty] | 0
106318 | Generic | DST | Chemicals | Second Line Drugs (SLD) | Amikacin | Amikacin (AMI), 5g (e.g. Sigma A3650-5G) | 5 g |  | Regular needed | 1 | [12 empty] | 0
106319 | Generic | DST | Chemicals | Second Line Drugs (SLD) | Capreomycin | Capreomycin (CM), 1g (e.g. Sigma C4142-1G) | 1 g |  | Always needed | 1 | [12 empty] | 0
106320 | Generic | DST | Chemicals | Second Line Drugs (SLD) | Para-aminosalicylic acid | para-aminosalicylic acid (PAS), 5g (e.g. Sigma A79604-5G) | 1 |  | Regular needed | 1 | [12 empty] | 0
106321 | Generic | MOLECULAR BIOLOGY | Chemicals | Gel Electrophoresis | Agarose | Agarose, universal use for separation of DNA fragments, range 100 bp to 20 kbp, melting point <90 °C, gel formation < 45 °C, 100 g | 100 g |  | Always needed | 1 | [12 empty] | 0
106322 | Generic | MOLECULAR BIOLOGY | Chemicals | Gel Electrophoresis | Boric acid | Boric acid, > 99.5%,1 kg for buffer | 1 kg |  | Always needed | 1 | [12 empty] | 0
106323 | Generic | MOLECULAR BIOLOGY | Chemicals | Gel Electrophoresis | Sodium acetate trihydrate | Sodium acetate trihydrate, analytical grade, 1 kg | 1 kg |  | Always needed | 1 | [12 empty] | 0
106324 | Generic | MOLECULAR BIOLOGY | Chemicals | Gel Electrophoresis | Ethidium bromide powder | Ethidium bromide, 1 g | 1 g |  | Always needed | 1 | [12 empty] | 0
106325 | Generic | MOLECULAR BIOLOGY | Chemicals | Gel Electrophoresis | TRIS | TRIS, > 99%, buffer grade, 1 kg, | 1 kg |  | Always needed | 3 | [12 empty] | 0
106326 | Generic | MOLECULAR BIOLOGY | Chemicals | Gel Electrophoresis | EDTA | EDTA, 99%, for biochemistry, 250 g | 250 g |  | Always needed | 1 | [12 empty] | 0
106327 | Generic | MOLECULAR BIOLOGY | Chemicals | Gel Electrophoresis | Gel load buffer | Gel load buffer, 6x, with Ficoll and bromphenol blue/xylencyan blue, 6 x 1.8 ml fractions (e.g. see Roth) | 6 |  | Always needed | 1 | [12 empty] | 0
106328 | Generic | WASTE MANAGEMENT | Chemicals | Fumigation (BSC before filter change and/or emergency case) | Formalin | Formalin, CH2O, MW: 30.03, technical grade, ~37% stabilised with 10% methanol, 1 L plastic bottle | 1 l |  | Regular needed | 2 | [12 empty] | 0
106329 | Generic | WASTE MANAGEMENT | Chemicals | Disinfectants | Stable chlorine disinfectant | Stable chlorine disinfectant: Sodiumdichloroisocyanurate, as 6 g per tablet, active chlorine 1 g per tablet, 100 tablets per pack (one to 5 tablets per 5 L warm water) | 100 |  | Regular needed | 10 | [12 empty] | 0
106330 | Generic | WASTE MANAGEMENT | Chemicals | Disinfectants | Granules or tablets of calcium hypochlorite | Granules or tablets of calcium hypochlorite (Ca(ClO)2) containing 70% available chlorine, usually 5g/liter are needed, packed in 1 kg bottles. | 1 kg |  | Optional | [13 empty] | 0
106331 | Generic | WASTE MANAGEMENT | Chemicals | Disinfectants | Phenol | Phenolic products e.g. triclosan, chloroxylenol, orthophenylphenol, to be used at concentrations of 5%, 2.5 L bottles | 2.5 L |  | Optional | [13 empty] | 0
106332 | Generic | WASTE MANAGEMENT | Chemicals | Disinfectants | Iodine based disinfectant | Iodophores a combination of iodine and an inert polymers such as polyvinyl-pyrrolidone. Iodophor preparations should be used at concentrations of 3% to 5%, 2.5 L bottles | 2.5 L |  | Optional | [13 empty] | 0
106333 | Generic | WASTE MANAGEMENT | Chemicals | Disinfectants | Ethanol | Ethanol, 70 % or isopropanol (2-propanol), 5 L bottles | 5 L |  | Optional | [13 empty] | 0
106334 | Generic | MOLECULAR BIOLOGY | Chemicals | Gel Electrophoresis | DNA ladder | Control for separation of DNA fragments | 1 |  | Always needed | 1 | [12 empty] | 0
106335 | Generic | SOLID CULTURE | Chemicals | Loewenstein-Jensen-Medium | LJ base | 500 gr | 500 g |  | Regular needed | 10 | [12 empty] | 0
106336 | Generic | MOLECULAR BIOLOGY | Chemicals | Gel Electrophoresis | Ethidium bromide solution, | 500µg/mL water, gel electrophoresis and DNA isolation procedures suitable-5ML | 5 ml |  | Always needed | 1 | [12 empty] | 0
106337 | Generic | WASTE MANAGEMENT | Chemicals | Disinfectants | Sodium Hypochloride |  | 1 |  | Optional | [13 empty] | 0
106338 | Generic | SOLID CULTURE | Consumables | Tubes | Culture tubes | Culture tubes, diameter 16 mm, length 125 mm, wall strength 1mm, thread outside; inner diameter min.13 mm; borosilicate glass with ISO winding, autoclavable screw caps with gasket out of PP or Teflon. Some prefer 18 mm diameter | 1 |  | Regular needed | 22000 | [12 empty] | 1
106339 | Generic | SOLID CULTURE | Consumables | Tubes | Universal glass bottle | 28 ml universal glass bottle (Mc Cartney), heavy duty glass, straight neck without shoulder, aluminium screw cap with rubber lining or other sterilisable screw cap with sealing gasket | 1 |  | Regular needed | 22000 | [12 empty] | 1a
106340 | Generic | PROCESSING | Consumables | Tubes | PP-tubes for centrifuge non sterile 50 ml | PP-tubes for centrifuge, 50 ml with screw cap, tight, size 115x30 mm (Falcon or equivalent), 500 pieces/pack | 500 |  | Always needed | 30 | [12 empty] | 2
106341 | Generic | PROCESSING | Consumables | Tubes | PP-tubes for centrifuge, sterile, 50 ml | Specification like position 106340, but sterile, packed 25 in racks, 20 racks per pack. Will be needed, if the workflow includes one tube with sterile phosphate buffer per centrifuge tube with decontaminated specimen. | 500 |  | Always needed | 30 | [12 empty] | 0
106342 | Generic | PROCESSING | Consumables | Tubes | PP-tubes for centrifuge, sterile, 15 ml | PP-tubes for centrifuge, 15 ml with screw cap, tight, size 120x17 mm, 500 pieces/pack | 500 |  | Always needed | 4 | [12 empty] | 3
106343 | Generic | PROCESSING | Consumables | Pipetting | Single use plastic Pasteur-pipettes sterile - 20 per bag | sterile, single use plastic Pasteur-pipettes volume 1.5ml, 20 per bag, 25 per pack | 500 |  | Always needed | 30 | [12 empty] | 4
106344 | Generic | MOLECULAR BIOLOGY | Consumables | Tubes | Cryo-vial, sterile with cap, 2 ml | Cryo-vial, sterile with standard screw cap, 2 ml round with outer winding, PP, graduated, frosted marking area and coloured cap inserts for easy sample identification. Temperature stability to -196 °C. γ-ray sterile (SAL 10-6) and autoclavable at 121 °C (20 min.). (sterile, RNase-, DNase-, DNA and endotoxin-free). pack of 1000 | 1000 |  | Always needed | 1 | [12 empty] | 5
106345 | Generic | BIOSAFETY | Consumables | Laboratory, Miscellaneous | Latex gloves size S | powder-free disposable latex gloves, size S, >0,16 mm thickness, length >240 mm, 1000 per pack | 1000 |  | Always needed | 6 | [12 empty] | 6
106346 | Generic | BIOSAFETY | Consumables | Laboratory, Miscellaneous | Latex gloves size M | powder-free disposable latex gloves, size M, >0,16 mm thickness,length >240 mm, 1000 per pack | 1000 |  | Always needed | 9 | [12 empty] | 7
106347 | Generic | BIOSAFETY | Consumables | Laboratory, Miscellaneous | Latex gloves size L | powder-free disposable latex gloves, size L, >0,16 mm thickness, length >240 mm, 1000 per pack | 1000 |  | Always needed | 3 | [12 empty] | 8
106348 | Generic | WASTE MANAGEMENT | Consumables | Laboratory, Miscellaneous | Transparent polypropylene bag | Transparent polypropylene bag for waste bins, at least 40 µm thickness, up to 134 °C steam sterilisable, approx 24 L, approx. 540 x 550 mm, in accordance with countiy's norms for environmental and hygiene assignments, 1000 pieces per pack | 1000 |  | Regular needed | 1 | [12 empty] | 9
106349 | Generic | MOLECULAR BIOLOGY | Consumables | Laboratory, Miscellaneous | Tri-pod stand for waste bags of ca. 2 litres | Stands, 3 foot, for small plastic bags (size ca. 2 litre) | 1 |  | Always needed | 5 | [12 empty] | 10
106350 | Generic | MOLECULAR BIOLOGY | Consumables | Tubes | Cryo-vial, sterile with cap, 1.5 ml | Cryo-vial, sterile with standard screw cap, 1.5 ml, PP with a medical-grade silicone O-ring seal, style conical, frosted marking area and coloured cap inserts for easy sample identification. Temperature stability to -196 °C. γ-ray sterile (SAL 10-6) and autoclavable at 121 °C (20 min.). (sterile, RNase-, DNase-, DNA and endotoxin-free). It can be centrifuged up to 17 000 x g - e.g. SIGMA V4131 | 1000 |  | Always needed | [13 empty] | 0
106351 | Generic | MEDIA KITCHEN | Consumables | Laboratory, Miscellaneous | Single use syringes, sterile | Sterile, single use syringes according to ISO 7886-1 with Luer connection, PP, graduated with resistant colour, safe piston lock, volume 20 ml, individually wrapped, 100 pieces per pack | 100 |  | Always needed | 1 | [12 empty] | 12
106352 | Generic | MEDIA KITCHEN | Consumables | Laboratory, Miscellaneous | Syringe filter for single use | Syringe filter for single use, entrance Luer connection, hydrophilic (e.g. PVDF filter in PE housing), pore size ≤ 0.22 µm, sterile and individually wrapped, at least 25 mm diameter, pressure up to 5 bar, 100 pieces per pack | 100 |  | Always needed | 1 | [12 empty] | 13
106353 | Generic | MEDIA KITCHEN | Consumables | Laboratory, Miscellaneous | Filter paper round 185 mm | Filter paper round, weight approx. 75 g/m², retention > 4µm, diameter 185 mm, packs of 100 e.g. Whatman | 100 |  | Regular needed | 3 | [12 empty] | 14
106354 | Generic | MEDIA KITCHEN | Consumables | Laboratory, Miscellaneous | Filter paper round 150 mm | Filter paper, round, weight approx. 75 g/m², retention >4 µm, diameter 150 mm, packs of 100 e.g. Whatman | 100 |  | Regular needed | 6 | [12 empty] | 15
106355 | Generic | PROCESSING | Consumables | Laboratory, Miscellaneous | Marker pen | Marker pen, resistant against water and alcohol, also against autoclaving, writing on nearly all surfaces, even when cold and wet, fast drying, black, line 0.8 - 1 mm broad, black | 1 |  | Regular needed | 3 | [12 empty] | 16
106356 | Generic | PROCESSING | Consumables | Laboratory, Miscellaneous | Adhesive labels | Adhesive labels on rolls or sheets (e.g. 50 x 19 mm, 24 per sheet and 200 sheets per box = 4800 label) | 1 |  | Regular needed | 2 | [12 empty] | 17
106357 | Generic | MOLECULAR BIOLOGY | Consumables | Laboratory, Miscellaneous | Cryo-tags | Cryo-tags sized to fit for use on cryo-tubes and standard micro-tubes (approx.32 mm x 12 mm), made from smear resistant material, but should accept all marking devices, rolles of 1000 | 1 |  | Always needed | 5 | [12 empty] | 18
106358 | Generic | WASTE MANAGEMENT | Consumables | Laboratory, Miscellaneous | Sterile indicator tape, hot air oven | Sterile indicator tape (roles), approx.19mm broad and 55m long, DIN EN 867-5, for hot air sterilize (green/brown) | 1 |  | Regular needed | 5 | [12 empty] | 19
106359 | Generic | WASTE MANAGEMENT | Consumables | Laboratory, Miscellaneous | Sterile indicator tape, autoclave | Sterile indicator tape (roles), approx.19mm broad and 55m long, DIN EN 867-5, for autoclave (beige/dark brown) | 1 |  | Regular needed | 5 | [12 empty] | 20
106360 | Generic | CLEANING KITCHEN | Consumables | Laboratory, Miscellaneous | Aluminium foil | Aluminium foil, 30 µm thickness, 600 mm width, 100 m long | 1 |  | Regular needed | 3 | [12 empty] | 21
106361 | Generic | MOLECULAR BIOLOGY | Consumables | Laboratory, Miscellaneous | Parafilm with dispenser | Parafilm, 100 mm width, 58 m length, for use between - 40 °C to +50 °C, with dispenser | 1 |  | Always needed | 3 | [12 empty] | 22
106362 | Generic | SOLID CULTURE | Consumables | Laboratory, Miscellaneous | Plastic-foil | Plastic-foil rolls, 30 cm | 1 |  | Regular needed | 5 | [12 empty] | 23
106363 | Generic | CLEANING KITCHEN | Consumables | Laboratory, Miscellaneous | Tube brush | Tube brush, total length min.280 mm, diameter 20 mm, brush length 80 mm | 1 |  | Regular needed | 20 | [12 empty] | 24
106364 | Generic | CLEANING KITCHEN | Consumables | Laboratory, Miscellaneous | Brushes | Brushes for glassware, total length approx.480 mm, diameter 60 mm, brush length 120 mm | 1 |  | Regular needed | 10 | [12 empty] | 25
106365 | Generic | CLEANING KITCHEN | Consumables | Disinfectants and Cleaning | Brushes for washing machine device |  | 1 |  | Regular needed | 10 | [12 empty] | 0
106366 | Generic | BIOSAFETY | Consumables | Laboratory, Miscellaneous | Laboratory coat size L | Laboratory coat, long sleeved, back-opening, cotton, regular, white, size: large | 1 |  | Always needed | 10 | [12 empty] | 26
106367 | Generic | BIOSAFETY | Consumables | Laboratory, Miscellaneous | Laboratory coat size M | Laboratory coat, long sleeved, back-opening, cotton, regular, white, size: medium | 1 |  | Always needed | 20 | [12 empty] | 27
106368 | Generic | BIOSAFETY | Consumables | Laboratory, Miscellaneous | Laboratory coat size S | Laboratory coat, long sleeved, back-opening, cotton, regular, white, size: small | 1 |  | Always needed | 10 | [12 empty] | 28
106369 | Generic | BIOSAFETY | Consumables | Laboratory, Miscellaneous | Masks | FFP2 (N95) or FFP3 (N99) Masks (according to national policy), individually packed in boxes of 10 | 10 |  | Always needed | 1 | [12 empty] | 29
106370 | Generic | BIOSAFETY | Consumables | Disinfectants and Cleaning | Disinfectant for floors | Disinfectant for floors, tuberculozid, locally made or commercially available as concentrate | 1 |  | Regular needed | 6 | [12 empty] | 30
106371 | Generic | BIOSAFETY | Consumables | Disinfectants and Cleaning | Disinfectant for BSCs | Disinfectant for BSCs (Biosafety Cabinets) and surfaces, (alcohol containing disinfectant, certified for TB bacilli, disinfection within 1 minute) e.g. 2-propanol (iso-propanol) , good beddabling, evaporates completely and residuelessly; otherwise 70% ethanol, commercial (e.g. 5 litre canister) | 5 L |  | Regular needed | 8 | [12 empty] | 31
106372 | Generic | BIOSAFETY | Consumables | Disinfectants and Cleaning | Spray head | Spray head for bottle with disinfectant of 1 litre | 1 L |  | Regular needed | 6 | [12 empty] | 32
106373 | Generic | BIOSAFETY | Consumables | Disinfectants and Cleaning | Liquid soap | Liquid soap, pH neutral, bottle of 1 litre | 1 L |  | Regular needed | 12 | [12 empty] | 33
106374 | Generic | BIOSAFETY | Consumables | Disinfectants and Cleaning | Disinfectant for hands | Disinfectant for hands 1 litre bottle, alcoholic disinfectant locally made or commercially available | 1 L |  | Regular needed | 15 | [12 empty] | 34
106375 | Generic | BIOSAFETY | Consumables | Disinfectants and Cleaning | Single-use paper towels | Single-use paper towels, approx. 230 x 300 mm folded to take as single pieces off a wall mounted box. 150 towels/pack, 30 packs/ carton | 4500 |  | Regular needed | 5 | [12 empty] | 35
106376 | Generic | BIOSAFETY | Consumables | Laboratory, Miscellaneous | Cotton wool | Cotton wool, white adsorbent, as kg, purchase locally | 1 |  | Optional | [13 empty] | 36
106377 | Generic | BIOSAFETY | Consumables | Laboratory, Miscellaneous | Tissue pulp | Tissue pulp, absorbent sheets, approx. 550 x 350 mm | 1 |  | Regular needed | 30 | [12 empty] | 37
106378 | Generic | BIOSAFETY | Consumables | Disinfectants and Cleaning | Washing Powder | detergent/washing Powder for laboratory dish washer will be needed (10 kg trading unit) | 10 kg |  | Optional | 36 | [12 empty] | 38
106379 | Generic | CLEANING KITCHEN | Consumables | Disinfectants and Cleaning | Salt for dish washer | Salt for dish washer, 10 kg/pack | 10 kg |  | Optional | 10 | [12 empty] | 39
106380 | Generic | CLEANING KITCHEN | Consumables | Disinfectants and Cleaning | Rinse aid for dish washer | Rinse aid for dish washer, 1 litre | 1 L |  | Optional | 10 | [12 empty] | 40
106381 | Generic | MOLECULAR BIOLOGY | Consumables | Tubes | Microcentrifuge tubes 1.5 ml | Microcentrifuge tubes 1.5 ml with Uniform lid thickness, PP, autoclavable at 121 °C (20 min.), High clarity, Frosted marking area, subdivisions for approx. volume determination | 500 |  | Always needed | 10 | [12 empty] | 0
106382 | Generic | MOLECULAR BIOLOGY | Consumables | Tubes | Microcentrifuge tubes 2 ml | Microcentrifuge tubes 2 ml with Uniform lid thickness, PP, autoclavable at 121 °C (20 min.), High clarity, Frosted marking area, subdivisions for approx. volume determination | 500 |  | Always needed | 10 | [12 empty] | 0
106383 | Generic | MOLECULAR BIOLOGY | Consumables | Tubes | Cryo-vial, sterile with cap, for one hand operation | Cryo-vial, sterile with Tethered Screw Caps, 2 ml round with outer winding PP, graduated, frosted marking area and coloured cap inserts for easy sample identification. Temperature stability to -196 °C. γ-ray sterile (SAL 10-6) and autoclavable at 121 °C (20 min.). (sterile, RNase-, DNase-, DNA and endotoxin-free). pack of 1000 | 1000 |  | Always needed | 3 | [12 empty] | 43
106384 | Generic | PROCESSING | Consumables | Tubes | PP-tubes for centrifuge, non sterile, 15 ml | PP-tubes for centrifuge, 15 ml with screw cap, tight, size 120x17 mm, 500 pieces/pack | 500 |  | Always needed | [13 empty] | 0
106385 | Generic | MOLECULAR BIOLOGY | Consumables | Tubes | PCR tubes | PCR tubes, thin walled, DNA-/RNAse-free, 0,2 ml with attached caps, compatible with thermal cyclers with heated lids. | 1000 |  | Always needed | 10 | [12 empty] | 45
106386 | HAIN | MOLECULAR BIOLOGY | Consumables | Pipetting | Sterile, DNA-/RNAse-free TIPS, 0.1 - 10 µl - Gilson | Sterile, DNA-/RNAse-free TIPS, PE, with filter compatible for microliter pipettes offered, 0.1 - 10 µl, | 480/960 | 106053 | Always needed | 10 | [12 empty] | 46
106387 | HAIN | MOLECULAR BIOLOGY | Consumables | Pipetting | Sterile, DNA-/RNAse-free TIPS, 1.0 - 20 µl - Gilson | Sterile, DNA-/RNAse-free TIPS, PE; with filter compatible for microliter pipettes offered, 1.0 - 20 µl, | 480/960 | 106054 | Always needed | 40 | [12 empty] | 47
106388 | HAIN | MOLECULAR BIOLOGY | Consumables | Pipetting | Sterile, DNA-/RNAse-free TIPS, 10 - 100 µl - Gilson | Sterile, DNA-/RNAse-free TIPS, PE, with filter compatible for microliter pipettes offered, 10 - 100 µl, | 480/960 | 106055 | Always needed | 20 | [12 empty] | 48
106389 | HAIN | MOLECULAR BIOLOGY | Consumables | Pipetting | Sterile, DNA-/RNAse-free TIPS, 20 - 200 µl - Gilson | Sterile, DNA-/RNAse-free TIPS, PE, with filter compatible for microliter pipettes offered, 20 - 200 µl, | 480/960 | 106056 | Always needed | 10 | [12 empty] | 49
106390 | HAIN | MOLECULAR BIOLOGY | Consumables | Pipetting | Sterile, DNA-/RNAse-free TIPS 100 - 1000 µl - Gilson | Sterile, DNA-/RNAse-free TIPS, PE, with filter compatible for microliter pipettes offered, 100 - 1000 µl, | 480/960 | 106057 | Always needed | 10 | [12 empty] | 50
106391 | Generic | MOLECULAR BIOLOGY | Consumables | Pipetting | TIPS, PE, bulk 1000 pieces, 0.5 - 10 µl | TIPS, PE, bulk 1000 pieces, 0.5 - 10 µl | 1000 |  | Always needed | 10 | [12 empty] | 51
106392 | Generic | MOLECULAR BIOLOGY | Consumables | Pipetting | TIPS, PE, bulk 1000 pieces, 1 - 200 µl | TIPS, PE, bulk 1000 pieces, 1 - 200 µl | 1000 |  | Always needed | 5 | [12 empty] | 52
106393 | Generic | MOLECULAR BIOLOGY | Consumables | Pipetting | TIPS, PE, bulk 1000 pieces, 100 - 1000 µl | TIPS, PE, bulk 1000 pieces, 100 - 1000 µl | 1000 |  | Always needed | 5 | [12 empty] | 53
106394 | Generic | MOLECULAR BIOLOGY | Consumables | Pipetting | Single use plastic Pasteur-pipettes sterile individually packed | sterile, single use plastic Pasteur-pipettes volume 1.5ml, individually packed | 1000 |  | Always needed | 15 | [12 empty] | 54
106395 | Generic | MOLECULAR BIOLOGY | Consumables | Pipetting | Tips for Multipette/Combi 5 ml - bag of 10 | Tips for Multipette/Combi 100 pieces/pack - Sterile | 100 | 106115 | Always needed | 3 | [12 empty] | 55
106396 | Generic | MOLECULAR BIOLOGY | Consumables | Pipetting | Tips for Multipette/Combi 5 ml, individually packed | Tips for Multipette/Combi 100 pieces/pack - Sterile | 100 | 106115 | Always needed | 3 | [12 empty] | 56
106397 | Generic | MOLECULAR BIOLOGY | Consumables | Pipetting | Tips for Multipette/Combi 12.5/10 ml - bag of 10 | Combitips for Multipette 10 ml,Tips for Multipette/Combi 12.5/10 ml - Sterile | 100 | 106115 | Always needed | 3 | [12 empty] | 0
106398 | Generic | MOLECULAR BIOLOGY | Consumables | Pipetting | Tips for Multipette/Combi 12.5/10 ml - individually packed | Combitips for Multipette 10 ml,Tips for Multipette/Combi 12.5/10 ml - Sterile | 100 | 106115 | Always needed | 3 | [12 empty] | 0
106399 | Generic | WASTE MANAGEMENT | Consumables | Plastic & Glassware | Plastic bags made from PP | small disposable plastic bags made from PP, at least 40 µm thick for tripod (approx. 200 mm width and 300 mm length), liquid tight, for not infections material (PCR, material from test kits), 100 pieces per pack (or roles with 100 pieces, perforated for teare off) | 100 | 106349 | Always needed | 5 | [12 empty] | 11
106400 | Generic | MOLECULAR BIOLOGY | Consumables | Laboratory, Miscellaneous | Forceps, | Forceps, preferably plastic for handling strips | 1 |  | Always needed | 3 | [12 empty] | 57
106401 | Generic | MOLECULAR BIOLOGY | Consumables | Laboratory, Miscellaneous | Parafilm sealing film | Parafilm, 100 mm width, 58 m length, for use between - 40 °C to +50 °C | 1 |  | Always needed | 1 | [12 empty] | 0
106402 | Generic | BIOSAFETY | Consumables | Laboratory, Miscellaneous | plastic bottles | plastic bottles for distilled water, alcohol | 1 |  | Always needed | 3 | [12 empty] | 58
106403 | Generic | BIOSAFETY | Consumables | Laboratory, Miscellaneous | nitril gloves, size 6-7 | nitril gloves, size 6-7, CE category III, against chemical risks (sulphuric acid, ethidiumbromide, auramine staining etc. thickness >0.36 mm) | 1 |  | Regular needed | 10 | [12 empty] | 62
106404 | Generic | BIOSAFETY | Consumables | Laboratory, Miscellaneous | nitril gloves, size 7-8 | nitril gloves, size 7-8, CE category III, against chemical risks (sulphuric acid, ethidiumbromide, auramine staining etc. thickness >0.36 mm) | 1 |  | Regular needed | 5 | [12 empty] | 63
106405 | Generic | BIOSAFETY | Consumables | Laboratory, Miscellaneous | nitril gloves, size 8-9 | nitril gloves, size 8-9, CE category III, against chemical risks (sulphuric acid, ethidiumbromide, auramine staining etc. thickness >0.36 mm) | 1 |  | Regular needed | 2 | [12 empty] | 64
106406 | Generic | SOLID CULTURE | Consumables | Microbiological tests and test systems | Sheep Blood Agar Base | Sheep Blood Agar Base, if sterile sheep blood is not available, else Brain Heart Infusion agar, 500g may be used | 500 g |  | Regular needed | 1 | [12 empty] | 0
106407 | Generic | SOLID CULTURE | Consumables | Microbiological tests and test systems | Brain Heart Infusion agar | 500 gr | 500 g |  | Optional | 1 | [12 empty] | 0
106409 | Generic | WASTE MANAGEMENT | Tools | Laboratory, Miscellaneous | Waste containers for sharps | Waste containers | 1 |  | Optional | [13 empty] | 0
106410 | Generic | MOLECULAR BIOLOGY | Tools | Tubes | Racks for cryovials for One hand operation |  | 1 | 106383 | Regular needed | 5 | [12 empty] | 0
106411 | Generic | MOLECULAR BIOLOGY | Instrument | Hoods, Cabinets, Workstations | UV Crosslinker | e.g. Spectrolinker XL1000 (254nm, 8watts, 230V power cord) | 1 |  | Always needed | 1 | [12 empty] | 0
106412 | Generic | MOLECULAR BIOLOGY | Consumables | Pipetting | Long 1 ml tips with filter | e.g. Molecular Bio products ART 1000 REACH, 1000ul Extended Length, Aerosol Resistant Tip (ART), Pre-Sterilized, Certified Pure ,(http://www.mbpinc.com/ASP/products.aspx?query_TipID=61) | 1 |  | Always needed | [13 empty] | 0
106413 | Generic | MOLECULAR BIOLOGY | Tools | Tubes | Rack for PP-tubes for centrifuge 50 ml | Rack for PP-tubes for centrifuge 50 ml | 1 | 106340 / 106341 | Always needed | 10 | [12 empty] | 0
106414 | TAUNS | LIQUID CULTURE | Test Kits/Strips | Microbiological tests and test systems | Rapid test for Detection of MPT 64 Antigen |  | 80 | [15 empty] | 0
106415 | Generic | MOLECULAR BIOLOGY | Consumables | Laboratory, Miscellaneous | Filter paper - sheets | Packing of 100 - 580x580 mm - Filtration time in acc. with DIN 53137: 35 to 70 s - Weight: 87 g / m2 | 100 |  | Always needed | 1 | [12 empty] | 59
106416 | Generic | LIQUID CULTURE | Consumables | Pipetting | TIPS, PP, 10 - 100 µl, sterile, autoclavable with Filter - Generic | TIPS, PP, 10 - 100 µl, sterile, autoclavable with Filter - Generic | 960 | 106071 | Always needed | 5 | [12 empty] | 48
106417 | Generic | LIQUID CULTURE | Consumables | Pipetting | TIPS, PP, 2,0 - 20 μl, sterile, autoclavable with Filter - Generic | TIPS, PP, 2,0 - 20 μl, sterile, autoclavable with Filter - Generic | 960 | 106070 | Always needed | 5 | [12 empty] | 47
106418 | Generic | LIQUID CULTURE | Consumables | Pipetting | TIPS, PP, 0.5 - 10 µl, sterile, autoclavable with Filter - Generic | TIPS, PP, 0.5 - 10 µl, sterile, autoclavable with Filter - Generic | 960 | 106069 | Always needed | 5 | [12 empty] | 46
106419 | Generic | LIQUID CULTURE | Consumables | Pipetting | TIPS, PP, 20-200 μl, sterile, autoclavable with Filter - Generic | TIPS, PP, 20-200 μl, sterile, autoclavable with Filter - Generic | 960 | 106072 | Always needed | 5 | [12 empty] | 49
106420 | Generic | LIQUID CULTURE | Consumables | Pipetting | TIPS, PP, 100-1000 μl, sterile, autoclavable with Filter - Generic | TIPS, PP, 100-1000 μl, sterile, autoclavable with Filter - Generic | 960 | 106075 | Always needed | 5 | [12 empty] | 50
106421 | Generic | MOLECULAR BIOLOGY | Consumables | Tubes | Standard reaction tubes 1.5 ml | Standard reaction tubes 1.5 ml, conical with screw top (twist top vials) with O-ring (seal ring) | 500 |  | Always needed | 10 | [12 empty] | 41
106422 | Generic | MOLECULAR BIOLOGY | Consumables | Tubes | Standard reaction tubes 2 ml | Standard reaction tubes 2 ml, conical with screw top (twist top vials) with O-ring (seal ring) | 500 |  | Always needed | 10 | [12 empty] | 42
106423 | Generic | MOLECULAR BIOLOGY | Instrument | Laboratory, Miscellaneous | Thermocycler, 96 positions for 0.2 and 0.5 ml tubes with an interchangeable sample block | Thermocycler, 96 positions for 0.2 ml and 0.5ml tubes with an interchangeable sample block Static temperature uniformity • ±0.5ºC, 30 seconds after clock-start at 95ºC. Temperature accuracy • ±0.25ºC (range: 35–100ºC) Temperature calibration • Calibrated to standards traceable to the National Institute of Standards and Technology (NIST). Heated cover • Maintains constant temperature of 105ºC for oil-free operation. Ramp time reproducibility • Reaches thermal set points within ±5 seconds. | 1 |  | Regular needed |  | yes | [11 empty] | 122
106424 | Generic | MEDIA KITCHEN | Instrument | Laboratory, Miscellaneous | Freezer 91 L |  |  |  | Optional | [13 empty] | 0
106254 | Generic | MEDIA KITCHEN | Consumables | Laboratory, Miscellaneous | DEPC Treat Water |  |  |  | Optional | [13 empty] | 0
106425 | Generic | MOLECULAR BIOLOGY | Instrument | Incubators | Thermoblock / Thermo heater | Thermo heater, exchangeable heating blocks for different standard reaction tubes, range + 5 ºC above ambient to >100 ºC, heating time 25 ºC to 100 ºC ≤ 20 min., uniformity within the block +/- 0,2°C (at 37°C) |  |  | Optional | [13 empty] | 0
106426 | Generic | MEDIA KITCHEN | Instrument | Mixers, Shakers, Stirrers | Blender 2x Speed |  |  |  | Optional | [13 empty] | 0
106427 | Generic | MEDIA KITCHEN | Instrument | Mixers, Shakers, Stirrers | Glass receptable for blender 1l |  |  |  | Optional | [13 empty] | 0
106428 | Generic | MEDIA KITCHEN | Instrument | Laboratory, Miscellaneous | Floor standing refrigerator 100L | Floor standing refrigerator, at least energy efficiency class A+ , approx. 100L 230 ± 10 V AC/ 50 Hz | 1 |  | Optional | [13 empty] | 0
106429 | Generic | MEDIA KITCHEN | Instrument | Laboratory, Miscellaneous | Shaking Water Bath | Microprocessor technology, splash-proof Keypad, Electronic timer, Shaking frequency display, Heating capacity 2kW, Stainless steel +100ºC or +150ºC, Temperature: 20 - 200°C |  |  | Optional | [13 empty] | 0
106430 | Generic | BIOSAFETY | Instrument | Laboratory, Miscellaneous | Equipment of Negative air Pressure |  | 1 |  | Optional | 1
106431 | Generic | BIOSAFETY | Instrument | Laboratory, Miscellaneous | Installation of Negative air Pressure |  | 1 |  | Optional | 1
106432 | Generic | SOLID CULTURE | Tools | Tubes | Slanted racks | Made of PC, autoclavable, for simple and speedy preparation of angular agar with two different inclination angles. ( 5° and 20°) With 40 alphanumerically marked holes (4x10). Dimensions: L 285 x W 115 mm. (e.g. carl roth item N°E100.1) | 1 | 106338 | Regular needed | 5
106433 | Generic | PROCESSING | Tools | Tubes | Universal test tube rack 17mm | Universal test tube rack, PP, temperature resistant form -15 °C to +130 °C, autoclavable, for 17 mm diameter tubes, dimensions (W x D x H) 250 mm x 105 mm x 70 mm, 60 positions. (not swimming) or comparable | 1 | 106342 | Regular needed | 12
Note on K1: Quantity for 12000 TB cultures a year